## Zoeller Pump Company
ZOELLER PUMP COMPANY
June 15th, 2022 List Prices
SEARCH | Description |  |  | UM | List Price | IMAP MIN | UPC Code | Weight | UM | Height | Width | Length | Warranty | Field Destroy
98-0001 | M98 115V/1Ph/cCSAus |  |  | EA | 455 | 341.25 | 53514029463 | 31 | LB | 12.25 | 7.75 | 11 | 36 Months | YES
5008-00
Item Number | Description |  |  | UM | List Price | IMAP MIN | UPC Code | Weight | UM | Height | Width | Length | Warranty | Field Destroy
10-0001 | Kit,Long Cycle | Kit,Long Cycle |  | EA | 113 |  | 53514011734 | 2 | LB | 7.25 | 5 | 5.5 | 12 Months | NO
10-0015 | A-Pak 115V/1Ph/Bell & Transformer/Indoor | A-Pak 115V/1Ph/Bell & Transformer/Indoor | https://www.zoellerpumps.com/en-us/products/alarms/standard/a-pak | EA | 307 |  | 53514011789 | 3 | LB | 7.5 | 4.5 | 7.5 | 24 Months | NO
10-0016 | A-Pak 230V/1Ph/Bell & Transformer/Indoor | A-Pak 230V/1Ph/Bell & Transformer/Indoor | https://www.zoellerpumps.com/en-us/products/alarms/standard/a-pak | EA | 357 |  | 53514011796 | 3 | LB | 7.5 | 4.5 | 7.5 | 24 Months | NO
10-0028 | A-Pak 115V/1Ph/15'Mfs/Bell&Transformer/Indoor | A-Pak 115V/1Ph/15'Mfs/Bell&Transformer/Indoor | https://www.zoellerpumps.com/en-us/products/alarms/standard/a-pak | EA | 167 |  | 53514011857 | 3 | LB | 7.5 | 4.5 | 7.5 | 24 Months | NO
10-0032 | Switch,Mech Flt/SPB/115V/15'Cd/15Amp/.75Hp | Switch,Mech Flt/SPB/115V/15'Cd/15Amp/.75Hp | https://www.zoellerpumps.com/en-us/products/alarms/switches/piggyback | EA | 133 |  | 53514011864 | 1.75 | LB | 8 | 4.5 | 8 | 24 Months | NO
10-0033 | Switch,Mech Flt/SPB/230V/15'Cd/15Amp/2Hp | Switch,Mech Flt/SPB/230V/15'Cd/15Amp/2Hp | https://www.zoellerpumps.com/en-us/products/alarms/switches/piggyback | EA | 143 |  | 53514011871 | 1.75 | LB | 8 | 4.5 | 8 | 24 Months | NO
10-0034 | Switch,Mech Flt/SPB/115V/15'Cd/13Amp/.5Hp/N.O. | Switch,Mech Flt/SPB/115V/15'Cd/13Amp/.5Hp/N.O. | https://www.zoellerpumps.com/en-us/products/alarms/switches/piggyback | EA | 81 |  | 53514011888 | 1.75 | LB | 8 | 4.5 | 8 | 24 Months | NO
10-0035 | Switch,Mech Flt/SPB/230V/15'Cd/13Amp/1Hp | Switch,Mech Flt/SPB/230V/15'Cd/13Amp/1Hp | https://www.zoellerpumps.com/en-us/products/alarms/switches/piggyback | EA | 89 |  | 53514011895 | 1.75 | LB | 8 | 4.5 | 8 | 24 Months | NO
10-0036 | Rod,Xtr Lgth-2.5'Lg Per Pc | Rod,Xtr Lgth-2.5'Lg Per Pc |  | EA | 112 |  | 53514011901 | 1 | LB | 40 | 1.5 | 1.5 | 12 Months | NO
10-0037 | Switch,Mech Flt/SPB/115V/15'Cd/13Amp/.5Hp/N.C. | Switch,Mech Flt/SPB/115V/15'Cd/13Amp/.5Hp/N.C. | https://www.zoellerpumps.com/en-us/products/alarms/switches/piggyback | EA | 81 |  | 53514011918 | 1.75 | LB | 8 | 4.5 | 8 | 24 Months | NO
10-0055 | Switch,Mech Flt/SPB/115V/10'Cd/13Amp/.5Hp/N.O. | Switch,Mech Flt/SPB/115V/10'Cd/13Amp/.5Hp/N.O. | https://www.zoellerpumps.com/en-us/products/alarms/switches/piggyback | EA | 72 |  | 53514012076 | 1.5 | LB | 8 | 5 | 8 | 24 Months | NO
10-0062 | Switch,Mech Flt/SPB/230V/15'Cd/13Amp/1Hp/N.C. | Switch,Mech Flt/SPB/230V/15'Cd/13Amp/1Hp/N.C. | https://www.zoellerpumps.com/en-us/products/alarms/switches/piggyback | EA | 86 |  | 53514012144 | 1.75 | LB | 8 | 4.5 | 8 | 24 Months | NO
10-0063 | Switch,Mech Flt/SPB/115V/20'Cd/13Amp/.5Hp | Switch,Mech Flt/SPB/115V/20'Cd/13Amp/.5Hp | https://www.zoellerpumps.com/en-us/products/alarms/switches/piggyback | EA | 81 |  | 53514012151 | 2 | LB | 8 | 5 | 8 | 24 Months | NO
10-0064 | Switch,Mech Flt/SPB/115V/15'Cd/15Amp/.75Hp/N.C. | Switch,Mech Flt/SPB/115V/15'Cd/15Amp/.75Hp/N.C. | https://www.zoellerpumps.com/en-us/products/alarms/switches/piggyback | EA | 133 |  | 53514012168 | 1.75 | LB | 8 | 5 | 8 | 24 Months | NO
10-0065 | Switch,Mech Flt/SPB/115V/10'Cd/13Amp/.5Hp/N.C. | Switch,Mech Flt/SPB/115V/10'Cd/13Amp/.5Hp/N.C. | https://www.zoellerpumps.com/en-us/products/alarms/switches/piggyback | EA | 80 |  | 53514012175 | 1.5 | LB | 8 | 5 | 8 | 24 Months | NO
10-0082 | Switch,Mech Flt/SPB/230V/50'Cd/15Amp/2Hp | Switch,Mech Flt/SPB/230V/50'Cd/15Amp/2Hp | https://www.zoellerpumps.com/en-us/products/alarms/switches/piggyback | EA | 250 |  | 53514025854 | 1.75 | LB | 8 | 6.5 | 8 | 24 Months | NO
10-0092 | Control,Dup/115/200/230V1Ph/Nm1/0-20A/Ext Opt/(See Overview) | Control,Dup/115/200/230V1Ph/Nm1/0-20A/Ext Opt | https://www.zoellerpumps.com/en-us/products/alarms/switches/piggyback | EA | 1671 |  | 53514031756 | 20 | LB | 22 | 9.5 | 19 | 24 Months | NO
10-0093 | Control,Dup/115/200/230V/1Ph/4X/0-20A/Ext Opt/(See Overview) | Control,Dup/115/200/230V/1Ph/4X/0-20A/Ext Opt | https://www.zoellerpumps.com/en-us/products/alarms/switches/piggyback | EA | 1848 |  | 53514031763 | 20 | LB | 22 | 9.5 | 19 | 24 Months | NO
10-0125 | Control,Sim/115/200/230V/1Ph/4X/0-20A/Ext Opt/(See Overview) | Control,Sim/115/200/230V/1Ph/4X/0-20A/Ext Opt | https://www.zoellerpumps.com/en-us/products/alarms/switches/piggyback | EA | 1443 |  | 53514036355 | 14 | LB | 18 | 7.5 | 15 | 24 Months | NO
10-0253 | Bracket,Fs Asm (4 Flt) | Bracket,Fs Asm (4 Flt) | https://www.zoellerpumps.com/en-us/products/alarms/switches/piggyback | EA | 140 |  | 53514038700 | 9 | LB | 16 | 5.5 | 6.5 | 12 Months | NO
10-0311 | Switch,Mech Flt/SPB/230V/25'Cd/13Amp/1Hp | Switch,Mech Flt/SPB/230V/25'Cd/13Amp/1Hp | https://www.zoellerpumps.com/en-us/products/alarms/switches/piggyback | EA | 102 |  | 53514042509 | 3.25 | LB | 8 | 5 | 8 | 24 Months | NO
10-0329 | Switch Asm,Mechanical Float-(3)Floats & Brackets | Switch Asm,Mechanical Float-(3)Floats & Brackets | https://www.zoellerpumps.com/en-us/products/alarms/switches/piggyback | EA | 490 |  | 53514045913 | 10.5 | LB | 12.25 | 12.25 | 12.25 | 24 Months | NO
10-0330 | Switch Asm,Mechanical Float-(4)Floats&Brackets | Switch Asm,Mechanical Float-(4)Floats&Brackets | https://www.zoellerpumps.com/en-us/products/alarms/switches/piggyback | EA | 635 |  | 53514045920 | 14 | LB | 12.25 | 12.25 | 12.25 | 24 Months | NO
10-0331 | J-Box Sim/3 Flt/Nema 4X/"Grinder" | J-Box Sim/3 Flt/Nema 4X/"Grinder" | https://www.zoellerpumps.com/en-us/products/accessories/junction-boxes | EA | 575 |  | 53514047153 | 2.5 | LB | 10.5 | 10.25 | 10.25 | 12 Months | NO
10-0332 | J-Box Dup/3 Flt/Nema 4X/"Grinder" | J-Box Dup/3 Flt/Nema 4X/"Grinder" | https://www.zoellerpumps.com/en-us/products/accessories/junction-boxes | EA | 763 |  | 53514047160 | 2.5 | LB | 10.5 | 10.25 | 10.25 | 12 Months | NO
10-0347 | Switch Asm,Mechanical Float-(3) Flt W/O Brackets | Switch Asm,Mechanical Float-(3) Flt W/O Brackets | https://www.zoellerpumps.com/en-us/products/alarms/switches/piggyback | EA | 327 |  | 53514045937 | 9.5 | LB | 12.25 | 12.25 | 12.25 | 24 Months | NO
10-0348 | Switch Asm,Mechanical Float-(4)Flt W/O Brackets | Switch Asm,Mechanical Float-(4)Flt W/O Brackets | https://www.zoellerpumps.com/en-us/products/alarms/switches/piggyback | EA | 423 |  | 53514045944 | 13 | LB | 12.25 | 12.25 | 12.25 | 24 Months | NO
10-0352 | Control,Sim/Auto Rev/200-230V/1Ph/4X/"Grnd" | Control,Sim/Auto Rev/200-230V/1Ph/4X/"Grnd" | https://www.zoellerpumps.com/content/literature/fm2799.pdf | EA | 2082 |  | 53514046811 | 8 | LB | 22 | 10 | 19 | 24 Months | NO
10-0353 | Control,Sim/Auto Rev/200/230/480V/3P/4X/20A/Grnd | Control,Sim/Auto Rev/200/230/480V/3P/4X/20A/Grnd | https://www.zoellerpumps.com/content/literature/fm2799.pdf | EA | 2302 |  | 53514046828 | 6 | LB | 18 | 7.5 | 15 | 24 Months | NO
10-0360 | Control,Sim/Man Rev/200-230V/1Ph/4X/"Grnd" | Control,Sim/Man Rev/200-230V/1Ph/4X/"Grnd" | https://www.zoellerpumps.com/content/literature/fm2799.pdf | EA | 1211 |  | 53514046989 | 10 | LB | 21.5 | 10 | 19.5 | 24 Months | NO
10-0361 | Control,Sim/Man Rev/200-230V/3Ph/4X/9-14A/"Grnd" | Control,Sim/Man Rev/200-230V/3Ph/4X/9-14A/"Grnd" | https://www.zoellerpumps.com/content/literature/fm2799.pdf | EA | 887 |  | 53514046996 | 5 | LB | 21.5 | 10 | 19.5 | 24 Months | NO
10-0380 | Kit,Starter 200/230V/1Ph"Grinder"(Relay & Caps.) | Kit,Starter 200/230V/1Ph"Grinder"(Relay & Caps.) | https://www.zoellerpumps.com/content/literature/fm2799.pdf | EA | 135 |  | 53514047269 | 2 | LB | 7.25 | 5 | 5.5 | 12 Months | NO
10-0381 | Kit,Suspending-Pump "Grinder"(Myers) | Kit,Suspending-Pump "Grinder"(Myers) | https://www.zoellerpumps.com/content/literature/fm2799.pdf | EA | 125 |  | 53514047276 | 3 | LB | 7.25 | 5 | 5.5 | 12 Months | NO
10-0393 | Control,Sim/Auto Rev/200/230/1P/4X/15-20A/Ext Op | Control,Sim/Auto Rev/200/230/1P/4X/15-20A/Ext Op | https://www.zoellerpumps.com/content/literature/fm2799.pdf | EA | 2209 |  | 53514047566 | 15 | LB | 21.5 | 10 | 20.5 | 24 Months | NO
10-0394 | Control,Sim/Auto Rev/200-230/3P/4X/9-14.0/Ext Op | Control,Sim/Auto Rev/200-230/3P/4X/9-14.0/Ext Op | https://www.zoellerpumps.com/content/literature/fm2799.pdf | EA | 2889 |  | 53514047573 | 18 | LB | 22 | 10 | 19 | 24 Months | NO
10-0395 | Control,Sim/Auto Rev/200/230/460V/3Ph/4X/Ext Opt | Control,Sim/Auto Rev/200/230/460V/3Ph/4X/Ext Opt | https://www.zoellerpumps.com/content/literature/fm2799.pdf | EA | 2848 |  | 53514047580 | 18 | LB | 31.5 | 16.5 | 23.5 | 24 Months | NO
10-0396 | Control,Sim/Auto Rev/575V/3Ph/4X/4-6.3A/Ext Opt | Control,Sim/Auto Rev/575V/3Ph/4X/4-6.3A/Ext Opt | https://www.zoellerpumps.com/content/literature/fm2799.pdf | EA | 2703 |  | 53514047597 | 18 | LB | 31.5 | 16.5 | 23.5 | 24 Months | NO
10-0397 | Control,Dup/Auto Rev/200-230/1P/4X/15-20A/Ext Op | Control,Dup/Auto Rev/200-230/1P/4X/15-20A/Ext Op | https://www.zoellerpumps.com/content/literature/fm2799.pdf | EA | 4140 |  | 53514047603 | 21 | LB | 31.5 | 16.5 | 23.5 | 24 Months | NO
10-0398 | Control,Dup/Auto Rev/200/230/460/3P/9-14.0A/Ext. Opt | Control,Dup/Auto Rev/200/230/460/3P/9-14.0A/Ext. Opt | https://www.zoellerpumps.com/content/literature/fm2799.pdf | EA | 4816 |  | 53514047610 | 21 | LB | 23.5 | 9.5 | 21 | 24 Months | NO
10-0399 | Control,Dup/Auto Rev/200/230/460/3P/4.0-6.3A/Ext. Opt | Control,Dup/Auto Rev/200/230/460/3P/4.0-6.3A/Ext. Opt | https://www.zoellerpumps.com/content/literature/fm2799.pdf | EA | 4663 |  | 53514047627 | 21 | LB | 23.5 | 9.5 | 21 | 24 Months | NO
10-0400 | Control,Dup/Auto Rev/575V/3Ph/4X/4.0-6.3A/Ext Opt | Control,Dup/Auto Rev/575V/3Ph/4X/4.0-6.3A/Ext Opt | https://www.zoellerpumps.com/content/literature/fm2799.pdf | EA | 4342 |  | 53514047634 | 21 | LB | 31.5 | 16.5 | 23.5 | 24 Months | NO
10-0420 | Control,Sim/Auto Rev/200-230/1P/4X/15-20A/Ext Op/(See Overview) | Control,Sim/Auto Rev/200-230/1P/4X/15-20A/Ext Op | https://www.zoellerpumps.com/content/literature/fm2799.pdf | EA | 2376 |  | 53514048648 | 17 | LB | 22 | 10 | 19 | 24 Months | NO
10-0421 | J-Box Dup/4 Flt/Nema 4X/"840/7011" | J-Box Dup/4 Flt/Nema 4X/"840/7011" | https://www.zoellerpumps.com/en-us/products/accessories/junction-boxes | EA | 769 |  | 53514049058 | 5.82 | LB | 10.5 | 10.25 | 10.25 | 12 Months | NO
10-0436 | Bracket,Fs Asm (2Flt) SS | Bracket,Fs Asm (2Flt) SS |  | EA | 75 |  | 53514054373 | 1 | LB | 8 | 5 | 8 | 12 Months | NO
10-0438 | Bracket,Fs/Cable Asm SS(6 Hk) | Bracket,Fs/Cable Asm SS(6 Hk) |  | EA | 183 |  | 53514054342 | 2 | LB | 14 | 6.5 | 6.5 | 12 Months | NO
10-0443 | Control,Dup/Auto Rev/200230/460/3P/4X/9-14.0A/Ext. Opt |  |  | EA | 4500 |  | 53514054519 | 22 | LB | 22 | LB | LB | 12 Months | NO
10-0458 | Kit,Starter Model 6220 | Kit,Starter Model 6220 | https://www.zoellerengprod.com/content/literature/zm2354.pdf | EA | 269 |  | 53514054885 | 2 | LB | 7.25 | 5 | 5.5 | 12 Months | NO
10-0459 | Kit,Starter Model 6221 | Kit,Starter Model 6221 | https://www.zoellerengprod.com/content/literature/zm2354.pdf | EA | 291 |  | 53514054830 | 2 | LB | 7.25 | 5 | 5.5 | 12 Months | NO
10-0494 | Control,Sim/230V/1Ph/4X/23-32A/E6220/Ext Opt/(See Overview) | Control,Sim/230V/1Ph/4X/23-32A/E650/6650/Ext Opt | https://www.zoellerpumps.com/en-us/products/alarms/controls/simplex-panels | EA | 2498 |  | 53514056025 | 27 | LB | 21.5 | 10 | 19.5 | 24 Months | NO
10-0495 | Control,Sim/230V/1Ph/4X/28-40A/E6221/Ext Opt/(See Overview) | Control,Sim/230V/1Ph/4X/28-40A/E660/6660/Ext Opt | https://www.zoellerpumps.com/en-us/products/alarms/controls/simplex-panels | EA | 2449 |  | 53514056032 | 27 | LB | 21.5 | 10 | 19.5 | 24 Months | NO
10-0497 | Control,Dup/230V/1Ph/4X/23-32A/E6220/Ext Opt/(See Overview) | Control,Dup/230V/1Ph/4X/23-32A/E650/E6650/Ext Op | https://www.zoellerpumps.com/en-us/products/alarms/controls/duplex-alternator | EA | 6266 |  | 53514056056 | 35 | LB | 24 | 16 | 32 | 24 Months | NO
10-0498 | Control,Dup/230V/1Ph/4X/37-50A/E6221/Ext Opt/(See Overview) | Control,Dup/230V/1Ph/4X/37-50A/E660/E6660/Ext Op | https://www.zoellerpumps.com/en-us/products/alarms/controls/duplex-alternator | EA | 6582 |  | 53514056063 | 40 | LB | 28 | 14 | 36 | 24 Months | NO
10-0511 | Control,Dup/Auto Rev/200/230/460/3P/4.0-6.3A/Ext. Opt |  |  | EA | 4376 |  | 53514056438 | 26 | LB | 26 | LB | LB | 12 Months | NO
10-0512 | Control,Dup/Auto Rev/200/230/1P/4X/15-20A/Ext Opt/(See Overview) | Control,Dup/Auto Rev/200/230/1P/4X/15-20A/Ext Opt | https://www.zoellerpumps.com/en-us/products/alarms/controls/duplex-alternator | EA | 4351 |  | 53514056667 | 23 | LB | 31.5 | 16.5 | 23.5 | 24 Months | NO
10-0522 | J-Box WM51/WM142 (170System) | J-Box WM51/WM142 (170System) |  | EA | 316 |  | 53514058807 | 2 | LB | 8 | 6.5 | 8 | 12 Months | NO
10-0559 | Switch,Mech Flt/SPB/230V/20'Cd/15Amp/2Hp | Switch,Mech Flt/SPB/230V/20'Cd/15Amp/2Hp | https://www.zoellerpumps.com/en-us/products/alarms/switches | EA | 153 |  | 53514066253 | 2 | LB | 8 | 4.5 | 8 | 24 Months | NO
10-0567 | Qwik Box,Outdoor/230V/Piggyback Float | Qwik Box,Outdoor/230V/Piggyback Float |  | EA | 559 |  | 53514061661 | 5 | LB | 12.5 | 8 | 11 | 12 Months | NO
10-0568 | Qwik Box,Outdoor/115V/Alarm/Piggyback Float | Qwik Box,Outdoor/115V/Alarm/Piggyback Float |  | EA | 804 |  | 53514061678 | 9 | LB | 12.5 | 8 | 11 | 12 Months | NO
10-0569 | Qwik Box,Outdoor/230V/Alarm/Piggyback Float | Qwik Box,Outdoor/230V/Alarm/Piggyback Float |  | EA | 835 |  | 53514061685 | 9 | LB | 12.5 | 8 | 11 | 12 Months | NO
10-0579 | Qwik Box,Outdoor/115V/Sealing Acces. | Qwik Box,Outdoor/115V/Sealing Acces. |  | EA | 481 |  | 53514062019 | 3 | LB | 12.5 | 8 | 11 | 12 Months | NO
10-0580 | Qwik Box,Outdoor/230V/Sealing Acces. | Qwik Box,Outdoor/230V/Sealing Acces. |  | EA | 479 |  | 53514062026 | 3 | LB | 8.5 | 7.25 | 8.5 | 12 Months | NO
10-0592 | Qwik Box,Outdoor/115V/Alarm | Qwik Box,Outdoor/115V/Alarm |  | EA | 744 |  | 53514063450 | 7 | LB | 12.5 | 8 | 11 | 12 Months | NO
10-0593 | Qwik Box,Outdoor/230V/Alarm | Qwik Box,Outdoor/230V/Alarm |  | EA | 761 |  | 53514063467 | 7 | LB | 12.5 | 8 | 11 | 12 Months | NO
10-0599 | Control,Sim/Auto Rev/200230/460/3P/4X/4.0-6.3A |  |  | EA | 3300 |  | 53514064709 | 22 | LB | 22 | LB | LB | 12 Months | NO
10-0624 | Pontoon,Asm/Ag. Pump/2" Discharge | Pontoon,Asm/Ag. Pump/2" Discharge |  | EA | 715 |  | 53514069650 | 36 | LB |  |  |  | 12 Months | NO
10-0625 | Pontoon,Asm/Ag. Pump/3" Discharge | Pontoon,Asm/Ag. Pump/3" Discharge |  | EA | 746 |  | 53514069667 | 39 | LB |  |  |  | 12 Months | NO
10-0631 | Float,Hose Agric. 4290/4291 | Float,Hose Agric. 4290/4291 |  | EA | 245 |  | 53514069674 | 4 | LB |  |  |  | 12 Months | NO
10-0634 | Control,Sim/Auto Rev/200230/460/3P/4X/9-14.0A/Ext. Opt |  |  | EA | 2725 |  | 53514070113 | 22 | LB | 22 | LB | LB | 12 Months | NO
10-0647 | J-Box Sim/3 Flt/Nema 4X/"820" | J-Box Sim/3 Flt/Nema 4X/"820" |  | EA | 616 |  | 53514072292 | 2.5 | LB | 10.5 | 10.25 | 10.25 | 12 Months | NO
10-0648 | J-Box Dup/3 Flt/Nema 4X/2(.31-.75)3(.236-.472)Sl | J-Box Dup/3 Flt/Nema 4X/2(.31-.75)3(.236-.472)Sl |  | EA | 691 |  | 53514072308 | 2.5 | LB | 10.5 | 10.25 | 10.25 | 12 Months | NO
10-0649 | J-Box Dup/4 Flt/Nema 4X/2(.31-.75)4(.236-.472)Sl | J-Box Dup/4 Flt/Nema 4X/2(.31-.75)4(.236-.472)Sl |  | EA | 678 |  | 53514072315 | 2.5 | LB | 10.5 | 10.25 | 10.25 | 12 Months | NO
10-0656 | Kit,Float Rod Extension-1'/Hi-Temp | Kit,Float Rod Extension-1'/Hi-Temp |  | EA | 38 |  | 53514072827 | 2 | LB | 7.25 | 5 | 5.5 | 12 Months | NO
10-0661 | Weight Asm,Float/(1) Weight & Bracket | Weight Asm,Float/(1) Weight & Bracket | https://www.zoellerpumps.com/en-us/products/alarms/switches | EA | 118 |  | 53514076016 | 2 | LB | 7.25 | 5 | 5.5 | 12 Months | NO
10-0682 | A-Pak 115V/1Ph/20'Mfs/6' Power Cd/Nema 3R/UL/CSA | A-Pak 115V/1Ph/20'Mfs/6' Power Cd/Nema 3R/UL/CSA |  | EA | 436 |  | 53514080242 | 5 | LB | 13.5 | 6 | 8 | 24 Months | NO
10-0684 | Control,Sim/Td/115V/1Ph/4X/Ec/ETM/0-20A/Floats/Clarus | Control,Sim/Td/115V/1Ph/4X/Ec/ETM/0-20A/Floats/Clarus |  | EA | 1719 |  | 53514080358 | 20 | LB | 18 | 7.5 | 15 | 12 Months | NO
10-0689 | Weight Asm,(1) Weight Only/(Flt Switch) | Weight Asm,(1) Weight Only/(Flt Switch) | https://www.zoellerpumps.com/en-us/products/alarms/switches | EA | 39 |  | 53514077303 | 2 | LB | 7.25 | 5 | 5.5 | 12 Months | NO
10-0697 | Control,Sim/Td/115/200/230V/1Ph/4X/ETM/0-20A/Flt/Clarus | Control,Sim/Td/115/200/230V/1Ph/4X/ETM/0-20A/Flt/Clarus |  | EA | 1729 |  | 53514080372 | 20 | LB | 7.5 | 18 | 15 | 12 Months | NO
10-0699 | Control,Dual/Td/115V/1Ph/4X/ETM/0-20FLA/Floats | Control,Dual/Td/115V/1Ph/4X/ETM/0-20FLA/Floats | https://www.zoellerpumps.com/en-us/products/alarms/controls/duplex-alternator | EA | 2254 |  | 53514080396 | 22 | LB | 22 | 9.5 | 19 | 12 Months | NO
10-0701 | Control,Dual/Td/115/200/230V/1P/4X/ETM/0-20A/Flt | Control,Dual/Td/115/200/230V/1P/4X/ETM/0-20A/Flt | https://www.zoellerpumps.com/en-us/products/alarms/controls/duplex-alternator | EA | 2606 |  | 53514080419 | 22 | LB | 22 | 9.5 | 19 | 12 Months | NO
10-0705 | Switch,Mech Flt/SPB/115V/20'Cd/15Amp/.75Hp | Switch,Mech Flt/SPB/115V/20'Cd/15Amp/.75Hp | https://www.zoellerpumps.com/en-us/products/alarms/switches | EA | 141 |  | 53514082406 | 2 | LB | 8 | 4.5 | 8 | 24 Months | NO
10-0706 | Switch,Mech Flt/SPB/230V/20'Cd/13Amp/1Hp | Switch,Mech Flt/SPB/230V/20'Cd/13Amp/1Hp | https://www.zoellerpumps.com/en-us/products/alarms/switches | EA | 99 |  | 53514082413 | 2 | LB | 8 | 4.5 | 8 | 24 Months | NO
10-0743 | Switch,Mech Flt/125/250V/5A/15'Cd/Wo Plug | Switch,Mech Flt/125/250V/5A/15'Cd/Wo Plug | https://www.zoellerpumps.com/en-us/products/alarms/switches | EA | 65 |  | 53514088231 | 2 | LB | 8 | 5 | 8 | 24 Months | NO
10-0744 | Switch,Mech Flt/125/250V/20'Cd/Wo Plug | Switch,Mech Flt/125/250V/20'Cd/Wo Plug | https://www.zoellerpumps.com/en-us/products/alarms/switches | EA | 70 |  | 53514088248 | 2 | LB | 8 | 5 | 8 | 24 Months | NO
10-0748 | Switch,Mech Flt-25'Lg Cd/Cut& Strip/20A/115-230V | Switch,Mech Flt-25'Lg Cd/Cut& Strip/20A/115-230V | https://www.zoellerpumps.com/en-us/products/alarms/switches | EA | 230 |  | 53514092634 | 3 | LB | 8 | 6.5 | 8 | 24 Months | NO
10-0761 | Battery,Wet MF 12Vdc "Aquanot" (31DTSDC) | Battery,Wet 12Vdc "Aquanot" |  | EA | 416 | 312 | 53514090173 | 69 | LB | 9 | 6.5 | 13 | 36 Months | YES
10-0763 | Alarm,Flood Alert 4.5Vdc"Aquanot"/Zco | Alarm,Flood Alert 4.5Vdc"Aquanot"/Zco |  | EA | 42 |  | 53514090197 | 0.25 | LB | 11.5 | 6.5 | 8.5 | 12 Months | NO
10-0764 | Box,Battery Asm (Group 27 Battery) | Box,Battery Asm (Group 27 Battery) |  | EA | 33 |  | 53514090203 | 2 | LB | 17 | 9.5 | 11.25 | 12 Months | NO
10-0770 | J-Box W-O Holes/W-2 Uf Cord Seals & 3 Klein Cord Seals | J-Box W-O Holes/W-2 Uf Cord Seals & 3 Klein Cord Seals |  | EA | 188 |  | 53514090357 | 1 | LB | 8 | 6.5 | 6.5 | 12 Months | NO
10-0772 | Charger,28A Model 585 "Aquanot II" | Charger,28A Model 585 "Aquanot II" |  | EA | 493 |  | 53514090340 | 7 | LB | 9.5 | 7 | 8.5 | 12 Months | NO
10-0776 | J-Box,W-O Hls/.75"Cond/2 Flt & 1 Pump CdSeals | J-Box,W-O Hls/.75"Cond/2 Flt & 1 Pump CdSeals |  | EA | 135 |  | 53514091736 | 2 | LB | 7.25 | 5 | 5.5 | 12 Months | NO
10-0777 | J-Box,W-O Hls/.75"Cond/3 Flt & 1 Pump CdSeal | J-Box,W-O Hls/.75"Cond/3 Flt & 1 Pump CdSeal |  | EA | 144 |  | 53514091750 | 2 | LB | 8 | 6.5 | 6.5 | 12 Months | NO
10-0778 | J-Box,W-O Hls/.75"Cond/4 Flt & 1 Pump CdSeals | J-Box,W-O Hls/.75"Cond/4 Flt & 1 Pump CdSeals |  | EA | 156 |  | 53514091767 | 2 | LB | 8 | 6.5 | 6.5 | 12 Months | NO
10-0786 | Kit,Extension Crawl Space "Zco" | Kit,Extension Crawl Space "Zco" |  | EA | 395 |  | 53514094195 | 10 | LB | 7.25 | 5 | 5.5 | 12 Months | NO
10-0787 | Fitting,Galv Anti-Siphon Device 1.25"NPT | Fitting,Galv Anti-Siphon Device 1.25"NPT |  | EA | 248 |  | 53514093617 | 10 | LB | 8 | 6.5 | 8 | 12 Months | NO
10-0789 | Bracket,Lifting S/S (Bigsewage) | Bracket,Lifting S/S (Bigsewage) |  | EA | 25 |  | 53514093143 | 1 | LB | 14 | 6.5 | 6.5 | 12 Months | NO
10-0804 | Alternator,Residential/115V/12A | Alternator,Residential/115V/12A |  | EA | 784 |  | 53514104078 | 5 | LB | 10.25 | 7.75 | 10.25 | 24 Months | NO
10-0914 | Kit,Starter Models 611/621/Supco Before 10-1-07 |  |  | EA | 188 |  | 53514108403 | 2 | LB | 7.25 | 5 | 5.5 | 12 Months | NO
10-0915 | Kit,Starter Models 631/641 | Kit,Starter Models 631/641 |  | EA | 309 |  | 53514108410 | 2 | LB | 7.25 | 5 | 5.5 | 12 Months | NO
10-0917 | Kit,Starter Models 6122/6123 | Kit,Starter Models 6122/6123 |  | EA | 278 |  | 53514108434 | 2 | LB | 7.25 | 5 | 5.5 | 12 Months | NO
10-0918 | Kit,Starter Models 6111 | Kit,Starter Models 6111 |  | EA | 278 |  | 53514108441 | 2 | LB | 7.25 | 5 | 5.5 | 12 Months | NO
10-0920 | Control,Sim/230V/1Ph/4X/5.5-8.0FLA/6120/Ext Opt/(See Overview) | Control,Sim/230V/1Ph/4X/5.5-8.0FLA/6120/Ext Opt | https://www.zoellerpumps.com/en-us/products/alarms/controls/simplex-panels | EA | 1911 |  | 53514109356 | 23 | LB | 21.5 | 10 | 19.5 | 24 Months | NO
10-0921 | Control,Sim/230V/1Ph/4X/7-10FLA/6121-Sim/Ext Opt/(See Overview) | Control,Sim/230V/1Ph/4X/7-10FLA/6121-Sim/Ext Opt | https://www.zoellerpumps.com/en-us/products/alarms/controls/simplex-panels | EA | 1978 |  | 53514109363 | 23 | LB | 21.5 | 10 | 19.5 | 24 Months | NO
10-0922 | Control,Sim/230V/1Ph/4X/12-18.0A/6122/Ext Opt/(See Overview) | Control,Sim/230V/1Ph/4X/12-18.0A/6122/Ext Opt | https://www.zoellerpumps.com/en-us/products/alarms/controls/simplex-panels | EA | 2136 |  | 53514109370 | 23 | LB | 21.5 | 10 | 19.5 | 24 Months | NO
10-0923 | Control,Sim/230V/1Ph/4X/16-24FLA/6123/Ext Opt/(See Overview) | Control,Sim/230V/1Ph/4X/16-24FLA/6123/Ext Opt | https://www.zoellerpumps.com/en-us/products/alarms/controls/simplex-panels | EA | 2108 |  | 53514109387 | 23 | LB | 21.5 | 10 | 19.5 | 24 Months | NO
10-0924 | Control,Sim/230V/1Ph/4X/23-32A/6124-Sim/Ext Opt/(See Overview) | Control,Sim/230V/1Ph/4X/23-32A/6124-Sim/Ext Opt | https://www.zoellerpumps.com/en-us/products/alarms/controls/simplex-panels | EA | 2221 |  | 53514109394 | 23 | LB | 21.5 | 10 | 19.5 | 24 Months | NO
10-0925 | Control,Dup/230V/1Ph/4X/5.5-8.0FLA/6120/Ext Opt/(See Overview) | Control,Dup/230V/1Ph/4X/5.5-8.0FLA/6120/Ext Opt | https://www.zoellerpumps.com/en-us/products/alarms/controls/duplex-alternator | EA | 3461 |  | 53514109400 | 21 | LB | 31.5 | 16.5 | 23.5 | 24 Months | NO
10-0926 | Control,Dup/230V/1Ph/4X/7-10A/6121-Dup/Ext Opt/(See Overview) | Control,Dup/230V/1Ph/4X/7-10A/6121-Dup/Ext Opt | https://www.zoellerpumps.com/en-us/products/alarms/controls/duplex-alternator | EA | 3722 |  | 53514109417 | 21 | LB | 31.5 | 16.5 | 23.5 | 24 Months | NO
10-0927 | Control,Dup/230V/1Ph/4X/12-18A/6122/Ext Opt/(See Overview) | Control,Dup/230V/1Ph/4X/12-18A/6122/Ext Opt | https://www.zoellerpumps.com/en-us/products/alarms/controls/duplex-alternator | EA | 3719 |  | 53514109424 | 21 | LB | 31.5 | 16.5 | 23.5 | 24 Months | NO
10-0928 | Control,Dup/230V/1Ph/4X/15-20FLA/6123/Ext Opt/(See Overview) | Control,Dup/230V/1Ph/4X/16-24FLA/6123/Ext Opt | https://www.zoellerpumps.com/en-us/products/alarms/controls/duplex-alternator | EA | 3755 |  | 53514109431 | 21 | LB | 31.5 | 16.5 | 23.5 | 24 Months | NO
10-0929 | Control,Dup/230V/1Ph/4X/23-32A/6124/Ext Opt/(See Overview) | Control,Dup/230V/1Ph/4X/23-32A/6124/Ext Opt | https://www.zoellerpumps.com/en-us/products/alarms/controls/duplex-alternator | EA | 3826 |  | 53514109448 | 21 | LB | 31.5 | 16.5 | 23.5 | 24 Months | NO
10-0963 | Control,Sim/230V/1Ph/4X/23-32FLA/7111/Ext Opt/(See Overview) | Control,Sim/230V/1Ph/4X/23-32FLA/7111/Ext Opt | https://www.zoellerpumps.com/en-us/products/alarms/controls/simplex-panels | EA | 2427 |  | 53514113445 | 27 | LB | 21.5 | 10 | 19.5 | 24 Months | NO
10-0968 | Control,Dup/230V/1Ph/4X/23-32FLA/7111/Ext Opt/(See Overview) | Control,Dup/230V/1Ph/4X/23-32FLA/7111/Ext Opt | https://www.zoellerpumps.com/en-us/products/alarms/controls/duplex-alternator | EA | 4927 |  | 53514113490 | 35 | LB | 24 | 16 | 32 | 24 Months | NO
10-0985 | J-Box Sim/3-Flt/4X/61Hd & 71 Series Grinder/12Ga Cd | J-Box Sim/3-Flt/4X/61Hd & 71 Series Grinder/12Ga Cd |  | EA | 541 |  | 53514114329 | 3 | LB | 10.5 | 10.25 | 10.25 | 12 Months | NO
10-0986 | J-Box Dup/3-4 Flt/4X/W-Sen/61Hd-71Sers Grinder 12Ga | J-Box Dup/3-4 Flt/4X/W-Sen/61Hd-71Sers Grinder 12Ga |  | EA | 752 |  | 53514114312 | 3 | LB | 10.5 | 10.25 | 10.25 | 12 Months | NO
10-0987 | J-Box Sim/3 Flt/4X/61Hd & 71 Series/Grinder/8Ga Cd | J-Box Sim/3 Flt/4X/61Hd & 71 Series/Grinder/8Ga Cd |  | EA | 601 |  | 53514114305 | 3 | LB | 10.5 | 10.25 | 10.25 | 12 Months | NO
10-0988 | J-Box Dup/3-4 Flt/4X/W-Sen/61Hd-71 Sers Grinder/8Ga | J-Box Dup/3-4 Flt/4X/W-Sen/61Hd-71 Sers Grinder/8Ga |  | EA | 791 |  | 53514114299 | 3 | LB | 10.5 | 10.25 | 10.25 | 12 Months | NO
1010-0117 | Hose,Discharge Kit 1.25D X24'L | Hose,Discharge Kit 1.25D X24'L |  | EA | 16 |  | 53514035730 | 2.875 | LB | 8 | 5 | 8 | 12 Months | NO
10-1011 | Kit,Starter Model 7111 | Kit,Starter Model 7111 |  | EA | 268 |  | 53514117702 | 2 | LB | 7.25 | 5 | 5.5 | 12 Months | NO
10-1015 | J-Box,Dup/4X/3-4 Flt W-Osen/61Hd/12Ga Cd | J-Box,Dup/4X/3-4 Flt W-Osen/61Hd/12Ga Cd |  | EA | 757 |  | 53514120382 | 1 | LB | 10.5 | 10.25 | 10.25 | 12 Months | NO
10-1016 | J-Box Dup/3-4 Flt/W-O Sen/61Hd/Grnd/8Ga | J-Box Dup/3-4 Flt/W-O Sen/61Hd/Grnd/8Ga |  | EA | 800 |  | 53514120399 | 1 | LB | 10.5 | 10.25 | 10.25 | 12 Months | NO
10-1019 | Control,Sim/115V/1Ph/4X/0-15FLA/Plugger/Alm Flt | Control,Sim/115V/1Ph/4X/0-15FLA/Plugger/Alm Flt | https://www.zoellerpumps.com/en-us/products/alarms/controls/simplex-panels | EA | 641 |  | 53514122560 | 10 | LB | 18 | 7.5 | 15 | 24 Months | NO
10-1021 | Control,Panel/Td Sim/115V/1Ph/4X/0-20A/Floats | Control,Panel/Td Sim/115V/1Ph/4X/0-20A/Floats |  | EA | 1365 |  | 53514123604 | 20 | LB | 18 | 7.5 | 15 | 12 Months | NO
10-1023 | Control,Sim/200/230V/1P/4X/0-15A/Plugger/Alm Flt | Control,Sim/200/230V/1P/4X/0-15A/Plugger/Alm Flt | https://www.zoellerpumps.com/en-us/products/alarms/controls/simplex-panels | EA | 665 |  | 53514122218 | 10 | LB | 18 | 7.5 | 15 | 24 Months | NO
10-1030 | J-Box W-O Holes/WM51/WM142(170 System) | J-Box W-O Holes/WM51/WM142(170 System) |  | EA | 137 |  | 53514119546 | 2 | LB | 7.25 | 5 | 5.5 | 12 Months | NO
10-1031 | Control,MS Panel/Ex Pr/Single Seal | Control,MS Panel/Ex Pr/Single Seal |  | EA | 915 |  | 53514121518 | 20 | LB | 18 | 7.5 | 15 | 24 Months | NO
10-1036 | Control,Sim/115/200/230V/1Ph/4X/0-7A/Alm/Ext Opt/(See Overview) | Control,Sim/115/200/230V/1Ph/4X/0-7A/Alm/Ext Opt | https://www.zoellerpumps.com/en-us/products/alarms/controls/simplex-panels | EA | 1160 |  | 53514122225 | 16 | LB | 18 | 7.5 | 15 | 24 Months | NO
10-1037 | Control,Sim/115/200/230V/1P/4X/7-15A/Alm/Ext Opt/(See Overview) | Control,Sim/115/200/230V/1P/4X/7-15A/Alm/Ext Opt | https://www.zoellerpumps.com/en-us/products/alarms/controls/simplex-panels | EA | 1160 |  | 53514122232 | 16 | LB | 18 | 7.5 | 15 | 24 Months | NO
10-1038 | Control,Sim/115/200/230V1P/4X/15-20A/Alm/Ext Opt/(See Overview) | Control,Sim/115/200/230V1P/4X/15-20A/Alm/Ext Opt | https://www.zoellerpumps.com/en-us/products/alarms/controls/simplex-panels | EA | 1160 |  | 53514122249 | 16 | LB | 18 | 7.5 | 15 | 24 Months | NO
10-1039 | Control,Dup/115V/1Ph/Nm1/7-15FLA/Alarm/Ext Opt/(See Overview) | Control,Dup/115V/1Ph/Nm1/7-15FLA/Alarm/Ext Opt | https://www.zoellerpumps.com/en-us/products/alarms/controls/duplex-alternator | EA | 1574 |  | 53514122263 | 18 | LB | 22 | 9.5 | 19 | 24 Months | NO
10-1040 | Control,Dup/115V/1Ph/Nm1/15-20FLA/Alarm/Ext Opt/(See Overview) | Control,Dup/115V/1Ph/Nm1/15-20FLA/Alarm/Ext Opt | https://www.zoellerpumps.com/en-us/products/alarms/controls/duplex-alternator | EA | 1574 |  | 53514122270 | 18 | LB | 22 | 9.5 | 19 | 24 Months | NO
10-1041 | Control,Dup/115V/1Ph/4X/7-15FLA/Alarm/Ext Opt/(See Overview) | Control,Dup/115V/1Ph/4X/7-15FLA/Alarm/Ext Opt | https://www.zoellerpumps.com/en-us/products/alarms/controls/duplex-alternator | EA | 1757 |  | 53514122287 | 18 | LB | 22 | 9.5 | 19 | 24 Months | NO
10-1042 | Control,Dup/115V/1Ph/4X/15-20FLA/Alarm/Ext Opt/(See Overview) | Control,Dup/115V/1Ph/4X/15-20FLA/Alarm/Ext Opt | https://www.zoellerpumps.com/en-us/products/alarms/controls/duplex-alternator | EA | 1757 |  | 53514122294 | 19 | LB | 22 | 9.5 | 19 | 24 Months | NO
10-1043 | Control,Dup/115/200/230V/1P/4X/0-7A/Alm/Ext Opt/(See Overview) | Control,Dup/115/200/230V/1P/4X/0-7A/Alm/Ext Opt | https://www.zoellerpumps.com/en-us/products/alarms/controls/duplex-alternator | EA | 1884 |  | 53514122300 | 19 | LB | 22 | 9.5 | 19 | 24 Months | NO
10-1044 | Control,Dup/115/200/230V/1P/4X/7-15A/Alm/Ext Opt/(See Overview) | Control,Dup/115/200/230V/1P/4X/7-15A/Alm/Ext Opt | https://www.zoellerpumps.com/en-us/products/alarms/controls/duplex-alternator | EA | 1884 |  | 53514122317 | 19 | LB | 22 | 9.5 | 19 | 24 Months | NO
10-1045 | Control,Dup/115/200/230V/1P/4X/15-20A/Alm/Ext Opt/(See Overview) | Control,Dup/115/200/230V/1P/4X/15-20A/Alm/Ext Opt | https://www.zoellerpumps.com/en-us/products/alarms/controls/duplex-alternator | EA | 1884 |  | 53514122324 | 19 | LB | 22 | 9.5 | 19 | 24 Months | NO
10-1046 | Control,Dup/115/200/230V/1P/4X/20-30A/Alm/Ext Opt/(See Overview) | Control,Dup/115/200/230V/1P/4X/20-30A/Alm/Ext Opt | https://www.zoellerpumps.com/en-us/products/alarms/controls/duplex-alternator | EA | 1905 |  | 53514122331 | 18 | LB | 22 | 9.5 | 19 | 24 Months | NO
10-1050 | Float Tree,Asm-2 Float Application | Float Tree,Asm-2 Float Application |  | EA | 122 |  | 53514120771 | 2 | LB | 38 | 4.75 | 4.75 | 12 Months | NO
10-1051 | Float Tree,Asm-3 Float Application | Float Tree,Asm-3 Float Application |  | EA | 160 |  | 53514120573 | 2 | LB | 38 | 4.75 | 4.75 | 12 Months | NO
10-1052 | Float Tree,Asm-4 Float Application | Float Tree,Asm-4 Float Application |  | EA | 182 |  | 53514120788 | 2 | LB | 38 | 4.75 | 4.75 | 12 Months | NO
10-1074 | Control,Sim/200/230/460V/3Ph/4X/1.1-1.6A/Ext Opt/(See Overview) | Control,Sim/200/230/460V/3Ph/4X/1.1-1.6A/Ext Opt | https://www.zoellerpumps.com/en-us/products/alarms/controls/simplex-panels | EA | 2126 |  | 53514126476 | 17 | LB | 21.5 | 10 | 19.5 | 24 Months | NO
10-1076 | Control,Sim/200/230/460V/3Ph/4X/1.6-2.5A/Ext Opt/(See Overview) | Control,Sim/200/230/460V/3Ph/4X/1.6-2.5A/Ext Opt | https://www.zoellerpumps.com/en-us/products/alarms/controls/simplex-panels | EA | 2167 |  | 53514126490 | 17 | LB | 21.5 | 10 | 19.5 | 24 Months | NO
10-1078 | Control,Sim/200/230/460V/3Ph/4X/2.5-4.0A/Ext Opt/(See Overview) | Control,Sim/200/230/460V/3Ph/4X/2.5-4.0A/Ext Opt | https://www.zoellerpumps.com/en-us/products/alarms/controls/simplex-panels | EA | 2126 |  | 53514126513 | 17 | LB | 21.5 | 10 | 19.5 | 24 Months | NO
10-1080 | Control,Sim/200/230/460V/3Ph/4X/4.0-6.3A/Ext Opt/(See Overview) | Control,Sim/200/230/460V/3Ph/4X/4.0-6.3A/Ext Opt | https://www.zoellerpumps.com/en-us/products/alarms/controls/simplex-panels | EA | 2126 |  | 53514126551 | 17 | LB | 23.5 | 10 | 21 | 24 Months | NO
10-1082 | Control,Sim/200/230/460V/3P/4X/6.0-10.0A/Ext Opt/(See Overview) | Control,Sim/200/230/460V/3P/4X/6.0-10.0A/Ext Opt | https://www.zoellerpumps.com/en-us/products/alarms/controls/simplex-panels | EA | 2126 |  | 53514126575 | 17 | LB | 21.5 | 10 | 19.5 | 24 Months | NO
10-1083 | Control,Sim/200/230/460V/3P/4X/9.0-14.0A/Ext Opt/(See Overview) | Control,Sim/200/230/460V/3P/4X/9.0-14.0A/Ext Opt | https://www.zoellerpumps.com/en-us/products/alarms/controls/simplex-panels | EA | 2214 |  | 53514126582 | 17 | LB | 21.5 | 10 | 19.5 | 24 Months | NO
10-1084 | Control,Sim/200/230/460V/3Ph/4X/13.0-18A/Ext Opt/(See Overview) | Control,Sim/200/230/460V/3Ph/4X/13.0-18A/Ext Opt | https://www.zoellerpumps.com/en-us/products/alarms/controls/simplex-panels | EA | 2214 |  | 53514126599 | 17 | LB | 21.5 | 10 | 19.5 | 24 Months | NO
10-1086 | Control,Sim/200/230/460V/3Ph/4X/17-23A/Ext Opt/(See Overview) | Control,Sim/200/230/460V/3Ph/4X/17-23A/Ext Opt | https://www.zoellerpumps.com/en-us/products/alarms/controls/simplex-panels | EA | 2218 |  | 53514126612 | 17 | LB | 21.5 | 10 | 19.5 | 24 Months | NO
10-1087 | Control,Sim/200/230/460V/3Ph/4X/20-25A/Ext Opt/(See Overview) | Control,Sim/200/230/460V/3Ph/4X/20-25A/Ext Opt | https://www.zoellerpumps.com/en-us/products/alarms/controls/simplex-panels | EA | 2230 |  | 53514126629 | 17 | LB | 21.5 | 10 | 19.5 | 24 Months | NO
10-1094 | Control,Sim/200/230/460V/3Ph/4X/4.0-6.3A/Ext Opt | Control,Sim/200/230/460V/3Ph/4X/4.0-6.3A/Ext Opt | https://www.zoellerpumps.com/en-us/products/alarms/controls/simplex-panels | EA | 2542 |  | 53514126698 | 18 | LB | 21.5 | 10 | 19.5 | 24 Months | NO
10-1096 | Control,Sim/200/230/460V/3P/4X/6.0-10.0A/Ext Opt | Control,Sim/200/230/460V/3P/4X/6.0-10.0A/Ext Opt | https://www.zoellerpumps.com/en-us/products/alarms/controls/simplex-panels | EA | 2481 |  | 53514126711 | 18 | LB | 21.5 | 10 | 19.5 | 24 Months | NO
10-1097 | Control,Sim/200/230/460V/3Ph/4X/9-14.0A/Ext Opt | Control,Sim/200/230/460V/3Ph/4X/9-14.0A/Ext Opt | https://www.zoellerpumps.com/en-us/products/alarms/controls/simplex-panels | EA | 2654 |  | 53514126742 | 18 | LB | 22 | 10 | 19 | 24 Months | NO
10-1098 | Control,Sim/200/230/460V/3Ph/4X/13-18A/Ext Opt | Control,Sim/200/230/460V/3Ph/4X/13-18A/Ext Opt | https://www.zoellerpumps.com/en-us/products/alarms/controls/simplex-panels | EA | 2534 |  | 53514126759 | 18 | LB | 21.5 | 10 | 19.5 | 24 Months | NO
10-1100 | Control,Sim/200/230/460V/3Ph/4X/17-23A/Ext Opt | Control,Sim/200/230/460V/3Ph/4X/17-23A/Ext Opt | https://www.zoellerpumps.com/en-us/products/alarms/controls/simplex-panels | EA | 2552 |  | 53514126773 | 18 | LB | 21.5 | 10 | 19.5 | 24 Months | NO
10-1101 | Control,Sim/200/230/460V/3Ph/4X/20-25A/Ext Opt | Control,Sim/200/230/460V/3Ph/4X/20-25A/Ext Opt | https://www.zoellerpumps.com/en-us/products/alarms/controls/simplex-panels | EA | 2769 |  | 53514126780 | 18 | LB | 21.5 | 10 | 19.5 | 24 Months | NO
10-1102 | Control,Dup/200/230/460V/3Ph/4X/1.1-1.6A/Ext Opt/(See Overview) | Control,Dup/200/230/460V/3Ph/4X/1.1-1.6A/Ext Opt | https://www.zoellerpumps.com/en-us/products/alarms/controls/duplex-alternator | EA | 3101 |  | 53514126803 | 20 | LB | 23.5 | 9.5 | 20.5 | 24 Months | NO
10-1104 | Control,Dup/200/230/460V/3Ph/4X/1.6-2.5A/Ext Opt/(See Overview) | Control,Dup/200/230/460V/3Ph/4X/1.6-2.5A/Ext Opt | https://www.zoellerpumps.com/en-us/products/alarms/controls/duplex-alternator | EA | 3101 |  | 53514126827 | 20 | LB | 23.5 | 9.5 | 20.5 | 24 Months | NO
10-1106 | Control,Dup/200/230/460V/3Ph/4X/2.5-4.0A/Ext Opt/(See Overview) | Control,Dup/200/230/460V/3Ph/4X/2.5-4.0A/Ext Opt | https://www.zoellerpumps.com/en-us/products/alarms/controls/duplex-alternator | EA | 3101 |  | 53514126841 | 20 | LB | 22 | 10 | 19 | 24 Months | NO
10-1108 | Control,Dup/200/230/460V/3Ph/4X/4.0-6.3A/Ext Opt/(See Overview) | Control,Dup/200/230/460V/3Ph/4X/4.0-6.3A/Ext Opt | https://www.zoellerpumps.com/en-us/products/alarms/controls/duplex-alternator | EA | 3101 |  | 53514126865 | 20 | LB | 22 | 10 | 19 | 24 Months | NO
10-1110 | Control,Dup/200/230/460V/3Ph/4X/6-10A/Ext Opt/(See Overview) | Control,Dup/200/230/460V/3Ph/4X/6-10A/Ext Opt | https://www.zoellerpumps.com/en-us/products/alarms/controls/duplex-alternator | EA | 3101 |  | 53514126889 | 20 | LB | 23.5 | 9.5 | 20.5 | 24 Months | NO
10-1111 | Control,Dup/200/230/460V/3P/4X/9.0-14.0A/Ext Opt/(See Overview) | Control,Dup/200/230/460V/3P/4X/9.0-14.0A/Ext Opt | https://www.zoellerpumps.com/en-us/products/alarms/controls/duplex-alternator | EA | 3204 |  | 53514126896 | 20 | LB | 22 | 10 | 19 | 24 Months | NO
10-1112 | Control,Dup/200/230/460V/3Ph/4X/13-18FlaExt Opt/(See Overview) | Control,Dup/200/230/460V/3Ph/4X/13-18FlaExt Opt | https://www.zoellerpumps.com/en-us/products/alarms/controls/duplex-alternator | EA | 3204 |  | 53514126902 | 23 | LB | 19 | 10 | 22 | 24 Months | NO
10-1114 | Control,Dup/200/230/460V/3Ph/4X/17-23A/Ext Opt/(See Overview) | Control,Dup/200/230/460V/3Ph/4X/17-23A/Ext Opt | https://www.zoellerpumps.com/en-us/products/alarms/controls/duplex-alternator | EA | 3248 |  | 53514126926 | 20 | LB | 23.5 | 9.5 | 20.5 | 24 Months | NO
10-1115 | Control,Dup/200/230/460V/3Ph/4X/20-25A/Ext Opt/(See Overview) | Control,Dup/200/230/460V/3Ph/4X/20-25A/Ext Opt | https://www.zoellerpumps.com/en-us/products/alarms/controls/duplex-alternator | EA | 3248 |  | 53514126933 | 20 | LB | 23.5 | 9.5 | 20.5 | 24 Months | NO
10-1122 | Control,Dup/200/230/460V/3Ph/4X/4.0-6.3A/Ext Opt | Control,Dup/200/230/460V/3Ph/4X/4.0-6.3A/Ext Opt | https://www.zoellerpumps.com/en-us/products/alarms/controls/duplex-alternator | EA | 4016 |  | 53514127008 | 22 | LB | 23.5 | 9.5 | 20.5 | 24 Months | NO
10-1124 | Control,Dup/200/230/460V/3Ph/4X/6-10A/Ext Opt | Control,Dup/200/230/460V/3Ph/4X/6-10A/Ext Opt | https://www.zoellerpumps.com/en-us/products/alarms/controls/duplex-alternator | EA | 4016 |  | 53514127022 | 22 | LB | 23.5 | 9.5 | 20.5 | 24 Months | NO
10-1125 | Control,Dup/200/230/460V/3Ph/4X/9-14.0Fla/Ext Opt | Control,Dup/200/230/460V/3Ph/4X/9-14.0Fla/Ext Opt | https://www.zoellerpumps.com/en-us/products/alarms/controls/duplex-alternator | EA | 4131 |  | 53514127039 | 22 | LB | 23 | 10 | 21 | 24 Months | NO
10-1126 | Control,Dup/200/230/460V/3Ph/4X/13-18A/Ext Opt | Control,Dup/200/230/460V/3Ph/4X/13-18A/Ext Opt | https://www.zoellerpumps.com/en-us/products/alarms/controls/duplex-alternator | EA | 4131 |  | 53514127046 | 22 | LB | 23 | 10 | 21 | 24 Months | NO
10-1128 | Control,Dup/200/230/460V/3Ph/4X/17-22A/Ext Opt | Control,Dup/200/230/460V/3Ph/4X/17-22A/Ext Opt | https://www.zoellerpumps.com/en-us/products/alarms/controls/duplex-alternator | EA | 4170 |  | 53514127060 | 22 | LB | 23.5 | 9.5 | 20.5 | 24 Months | NO
10-1129 | Control,Dup/200/230/460V/3Ph/4X/20-25A/Ext Opt | Control,Dup/200/230/460V/3Ph/4X/20-25A/Ext Opt | https://www.zoellerpumps.com/en-us/products/alarms/controls/duplex-alternator | EA | 4201 |  | 53514127077 | 22 | LB | 23.5 | 9.5 | 20.5 | 24 Months | NO
10-1130 | Control,Sim/575V/3Ph/4X/1.0-1.6FLA/Ext Opt(See Overview) | Control,Sim/575V/3Ph/4X/1.0-1.6FLA/Ext Opt | https://www.zoellerpumps.com/en-us/products/alarms/controls/simplex-panels | EA | 1942 |  | 53514127893 | 22 | LB | 21.5 | 10 | 19.5 | 24 Months | NO
10-1132 | Control,Sim/575V/3Ph/4X/1.6-2.5FLA/Ext Opt/(See Overview) | Control,Sim/575V/3Ph/4X/1.6-2.5FLA/Ext Opt | https://www.zoellerpumps.com/en-us/products/alarms/controls/simplex-panels | EA | 1942 |  | 53514127916 | 17 | LB | 21.5 | 10 | 19.5 | 24 Months | NO
10-1134 | Control,Sim/575V/3Ph/4X/2.5-4.0FLA/Ext Opt/(See Overview) | Control,Sim/575V/3Ph/4X/2.5-4.0FLA/Ext Opt | https://www.zoellerpumps.com/en-us/products/alarms/controls/simplex-panels | EA | 1942 |  | 53514127930 | 17 | LB | 21.5 | 10 | 19.5 | 24 Months | NO
10-1136 | Control,Sim/575V/3Ph/4X/4.0-6.3A/Ext Opt/(See Overview) | Control,Sim/575V/3Ph/4X/4.0-6.3A/Ext Opt | https://www.zoellerpumps.com/en-us/products/alarms/controls/simplex-panels | EA | 2242 |  | 53514127954 | 17 | LB | 21.5 | 10 | 19.5 | 24 Months | NO
10-1138 | Control,Sim/575V/3Ph/4X/6.0-10.0FLA/Ext Opt(See Overview) | Control,Sim/575V/3Ph/4X/6.0-10.0FLA/Ext Opt | https://www.zoellerpumps.com/en-us/products/alarms/controls/simplex-panels | EA | 2064 |  | 53514127978 | 17 | LB | 21.5 | 10 | 19.5 | 24 Months | NO
10-1139 | Control,Sim/575V/3Ph/4X/9.0-14.0FLA/Ext Opt(See Overview) | Control,Sim/575V/3Ph/4X/9.0-14.0FLA/Ext Opt | https://www.zoellerpumps.com/en-us/products/alarms/controls/simplex-panels | EA | 2023 |  | 53514127985 | 17 | LB | 21.5 | 10 | 19.5 | 24 Months | NO
10-1146 | Control,Sim/575V/3Ph/4X/4.0-6.3FLA/Ext Opt | Control,Sim/575V/3Ph/4X/4.0-6.3FLA/Ext Opt | https://www.zoellerpumps.com/en-us/products/alarms/controls/simplex-panels | EA | 2455 |  | 53514128050 | 18 | LB | 21.5 | 10 | 19.5 | 24 Months | NO
10-1148 | Control,Sim/575V/3Ph/4X/6.0-10.0FLA/Ext Opt | Control,Sim/575V/3Ph/4X/6.0-10.0FLA/Ext Opt | https://www.zoellerpumps.com/en-us/products/alarms/controls/simplex-panels | EA | 2455 |  | 53514128074 | 18 | LB | 21.5 | 10 | 19.5 | 24 Months | NO
10-1149 | Control,Sim/575V/3Ph/4X/9.0-14.0FLA/Ext Opt | Control,Sim/575V/3Ph/4X/9.0-14.0FLA/Ext Opt | https://www.zoellerpumps.com/en-us/products/alarms/controls/simplex-panels | EA | 2455 |  | 53514128081 | 18 | LB | 21.5 | 10 | 19.5 | 24 Months | NO
10-1150 | Control,Sim/575V/3Ph/4X/13.0-18.0FLA/ExtOpt(See Overview) | Control,Sim/575V/3Ph/4X/13.0-18.0FLA/Ext Opt | https://www.zoellerpumps.com/en-us/products/alarms/controls/simplex-panels | EA | 2552 |  | 53514128098 | 18 | LB | 21.5 | 10 | 19.5 | 24 Months | NO
10-1152 | Control,Dup/575V/3Ph/4X/1.0-1.6FLA/Ext Opt(See Overview) | Control,Dup/575V/3Ph/4X/1.0-1.6FLA/Ext Opt | https://www.zoellerpumps.com/en-us/products/alarms/controls/duplex-alternator | EA | 2941 |  | 53514128111 | 20 | LB | 31.5 | 16.5 | 23.5 | 24 Months | NO
10-1154 | Control,Dup/575V/3Ph/4X/1.6-2.5FLA/Ext Opt/(See Overview) | Control,Dup/575V/3Ph/4X/1.6-2.5FLA/Ext Opt | https://www.zoellerpumps.com/en-us/products/alarms/controls/duplex-alternator | EA | 2956 |  | 53514128135 | 20 | LB | 31.5 | 16.5 | 23.5 | 24 Months | NO
10-1156 | Control,Dup/575V/3Ph/4X/2.5-4.0FLA/Ext Opt/(See Overview) | Control,Dup/575V/3Ph/4X/2.5-4.0FLA/Ext Opt | https://www.zoellerpumps.com/en-us/products/alarms/controls/duplex-alternator | EA | 2999 |  | 53514128159 | 20 | LB | 31.5 | 16.5 | 23.5 | 24 Months | NO
10-1158 | Control,Dup/575V/3Ph/4X/4.0-6.3FLA/Ext Opt/(See Overview) | Control,Dup/575V/3Ph/4X/4.0-6.3FLA/Ext Opt | https://www.zoellerpumps.com/en-us/products/alarms/controls/duplex-alternator | EA | 2764 |  | 53514128173 | 20 | LB | 31.5 | 16.5 | 23.5 | 24 Months | NO
10-1160 | Control,Dup/575V/3Ph/4X/6.0-10.0FLA/Ext Opt(See Overview) | Control,Dup/575V/3Ph/4X/6.0-10.0FLA/Ext Opt | https://www.zoellerpumps.com/en-us/products/alarms/controls/duplex-alternator | EA | 3497 |  | 53514128197 | 20 | LB | 31.5 | 16.5 | 23.5 | 24 Months | NO
10-1161 | Control,Dup/575V/3Ph/4X/9.0-14.0FLA/Ext Opt(See Overview) | Control,Dup/575V/3Ph/4X/9.0-14.0FLA/Ext Opt | https://www.zoellerpumps.com/en-us/products/alarms/controls/duplex-alternator | EA | 2875 |  | 53514128203 | 20 | LB | 31.5 | 16.5 | 23.5 | 24 Months | NO
10-1168 | Control,Dup/575V/3Ph/4X/4.0-6.3FLA/Ext Opt | Control,Dup/575V/3Ph/4X/4.0-6.3FLA/Ext Opt | https://www.zoellerpumps.com/en-us/products/alarms/controls/duplex-alternator | EA | 3908 |  | 53514128272 | 22 | LB | 31.5 | 16.5 | 23.5 | 24 Months | NO
10-1170 | Control,Dup/575V/3Ph/4X/6.0-10.0FLA/Ext Opt | Control,Dup/575V/3Ph/4X/6.0-10.0FLA/Ext Opt | https://www.zoellerpumps.com/en-us/products/alarms/controls/duplex-alternator | EA | 3730 |  | 53514128296 | 22 | LB | 31.5 | 16.5 | 23.5 | 24 Months | NO
10-1171 | Control,Dup/575V/3Ph/4X/9.0-14.0FLA/Ext Opt | Control,Dup/575V/3Ph/4X/9.0-14.0FLA/Ext Opt | https://www.zoellerpumps.com/en-us/products/alarms/controls/duplex-alternator | EA | 3838 |  | 53514128302 | 22 | LB | 31.5 | 16.5 | 23.5 | 24 Months | NO
10-1172 | Control,Dup/575V/3Ph/4X/13.0-18.0FLA/ExtOpt(See Overview) | Control,Dup/575V/3Ph/4X/13.0-18.0FLA/Ext Opt | https://www.zoellerpumps.com/en-us/products/alarms/controls/duplex-alternator | EA | 3838 |  | 53514128319 | 22 | LB | 31.5 | 16.5 | 23.5 | 24 Months | NO
10-1174 | Control,Sim/208-240-480V/3Ph/4X/24-32A/Ext Opt(See Overview) | Control,Sim/208-240-480V/3Ph/4X/24-32A/Ext Opt | https://www.zoellerpumps.com/en-us/products/alarms/controls/simplex-panels | EA | 2483 |  | 53514128364 | 19 | LB | 19 | 10 | 22 | 24 Months | NO
10-1175 | Control,Sim/208-240-480V/3Ph/4X/30-40A/Ext Opt(See Overview) | Control,Sim/208-240-480V/3Ph/4X/30-40A/Ext Opt | https://www.zoellerpumps.com/en-us/products/alarms/controls/simplex-panels | EA | 3072 |  | 53514128371 | 20 | LB | 12 | 6 | 14 | 24 Months | NO
10-1177 | Control,Sim/208-240-480V/3Ph/4X/24-32A/SL & TCO(See Overview) | Control,Sim/208-240-480V/3Ph/4X/24-32A/SL & TCO | https://www.zoellerpumps.com/en-us/products/alarms/controls/simplex-panels | EA | 2999 |  | 53514128395 | 20 | LB | 19 | 10 | 22 | 24 Months | NO
10-1178 | Control,Sim/208-240-480V/3Ph/4X/30-40A/SL & TCO(See Overview) | Control,Sim/208-240-480V/3Ph/4X/30-40A/SL & TCO | https://www.zoellerpumps.com/en-us/products/alarms/controls/simplex-panels | EA | 3473 |  | 53514128401 | 21 | LB | 12 | 6 | 14 | 24 Months | NO
10-1180 | Control,Sim/208/240/480V/3Ph/4X/48.0-65.0FLA/Ext Op(See Overview) | Control,Sim/208/240/480V/3Ph/4X/48.0-65.0FLA/Ext Op | https://www.zoellerpumps.com/en-us/products/alarms/controls/simplex-panels | EA | 3697 |  | 53514128425 | 30 | LB | 24 | 16 | 32 | 24 Months | NO
10-1183 | Control,Dup/208-240-480V/3Ph/4X/24-32A/Ext Opt/(See Overview) | Control,Dup/208-240-480V/3Ph/4X/24-32A/Ext Opt | https://www.zoellerpumps.com/en-us/products/alarms/controls/duplex-alternator | EA | 3792 |  | 53514127817 | 23 | LB | 19 | 10 | 22 | 24 Months | NO
10-1184 | Control,Dup/208-240-480V/3Ph/4X/30-40A/Ext Opt(See Overview) | Control,Dup/208-240-480V/3Ph/4X/30-40A/Ext Opt | https://www.zoellerpumps.com/en-us/products/alarms/controls/duplex-alternator | EA | 4987 |  | 53514128456 | 30 | LB | 24 | 16 | 32 | 24 Months | NO
10-1186 | Control,Dup/208/240/480V/3Ph/4X/24-32A/SL & TCO | Control,Dup/208-240-480V/3Ph/4X/24-32A/SL & TCO | https://www.zoellerpumps.com/en-us/products/alarms/controls/duplex-alternator | EA | 4525 |  | 53514128470 | 30 | LB | 14 | 6 | 16 | 24 Months | NO
10-1187 | Control,Dup/208-240-480V/3Ph/4X/30-40A/SL & TCO | Control,Dup/208-240-480V/3Ph/4X/30-40A/SL & TCO | https://www.zoellerpumps.com/en-us/products/alarms/controls/duplex-alternator | EA | 5965 |  | 53514128487 | 30 | LB | 20 | 10 | 28 | 24 Months | NO
10-1189 | Control,Dup/208/240/480V/3Ph/4X/48.0-65.0FLA/Ext Opt(See Overview) | Control,Dup/208/240/480V/3Ph/4X/48.0-65.0FLA/Ext Opt | https://www.zoellerpumps.com/en-us/products/alarms/controls/duplex-alternator | EA | 7292 |  | 53514128500 | 95 | LB | 36.5 | 15.5 | 30.5 | 24 Months | NO
10-1195 | Kit,J-Box Asm/E-One Grinder | Kit,J-Box Asm/E-One Grinder |  | EA | 353 |  | 53514124762 | 1 | LB | 7.25 | 5 | 5.5 | 12 Months | NO
10-1196 | Kit,Discharge Asm/E-One Grinder | Kit,Discharge Asm/E-One Grinder |  | EA | 454 |  | 53514124779 | 2 | LB | 7.25 | 5 | 5.5 | 12 Months | NO
10-1201 | Control,Sim/115/200/230V/1P/4X/20-30Fla/Ext Opt(See Overview) | Control,Sim/115/200/230V/1P/4X/20-30Fla/Ext Opt | https://www.zoellerpumps.com/en-us/products/alarms/controls/simplex-panels | EA | 1409 |  | 53514125585 | 16 | LB | 18 | 7.5 | 15 | 24 Months | NO
10-1212 | Control,Sim/115/208/230V/1Ph/4X/7-15Fla/815/Ext Opt | Control,Sim/115/208/230V/1Ph/4X/7-15Fla/815/Ext Opt | https://www.zoellerpumps.com/en-us/products/alarms/controls/simplex-panels | EA | 893 |  | 53514128814 | 13 | LB | 18 | 7.5 | 15 | 24 Months | NO
10-1218 | Control,Sim/200/230/460V/3Ph/4X/Is/4.0-6.3F/Ext. Opt | Control,Sim/200/230/460V/3Ph/4X/Is/4.0-6.3F/Ext. Opt | https://www.zoellerpumps.com/en-us/products/alarms/controls/simplex-panels | EA | 4203 |  | 53514129033 | 25 | LB | 21.5 | 10 | 19.5 | 24 Months | NO
10-1219 | Control,Sim/200/230/460V/3Ph/Is/4X/2.5-4.0A/Ext. Opt | Control,Sim/200/230/460V/3Ph/Is/4X/2.5-4.0A/Ext. Opt | https://www.zoellerpumps.com/en-us/products/alarms/controls/simplex-panels | EA | 4419 |  | 53514129040 | 25 | LB | 22 | 10 | 19 | 24 Months | NO
10-1222 | Control,Sim/200/230/460V/3Ph/4X/Is/6-10A/Ext Opt | Control,Sim/200/230/460V/3Ph/4X/Is/6-10A/Ext Opt | https://www.zoellerpumps.com/en-us/products/alarms/controls/simplex-panels | EA | 3993 |  | 53514129071 | 25 | LB | 22 | 10 | 19 | 24 Months | NO
10-1224 | Control,Dup/200/230/460V/3Ph/4X/Is/4.0-6.3A/Ext. Opt | Control,Dup/200/230/460V/3Ph/4X/Is/4.0-6.3A/Ext. Opt | https://www.zoellerpumps.com/en-us/products/alarms/controls/duplex-alternator | EA | 5635 |  | 53514129095 | 28 | LB | 21 | 9.5 | 17.5 | 24 Months | NO
10-1225 | Control,Dup/200/230/460V/3Ph/4X/Is/2.5-4.0A/Ext. Opt | Control,Dup/200/230/460V/3Ph/4X/Is/2.5-4.0A/Ext. Opt | https://www.zoellerpumps.com/en-us/products/alarms/controls/duplex-alternator | EA | 5635 |  | 53514129101 | 28 | LB | 23.5 | 9.5 | 20.5 | 24 Months | NO
10-1228 | Control,Dup/200/230/460V/3Ph/4X/Is/6-10A/Ext Opt | Control,Dup/200/230/460V/3Ph/4X/Is/6-10A/Ext Opt | https://www.zoellerpumps.com/en-us/products/alarms/controls/duplex-alternator | EA | 5443 |  | 53514129149 | 28 | LB | 23.5 | 9.5 | 20.5 | 24 Months | NO
10-1229 | Control,Sim/200/230/460V/3Ph/4X/Is/9-14.0A/Ext. Opt | Control,Sim/200/230/460V/3Ph/4X/Is/9-14.0A/Ext. Opt | https://www.zoellerpumps.com/en-us/products/alarms/controls/duplex-alternator | EA | 4046 |  | 53514129156 | 25 | LB | 23.5 | 10 | 21 | 24 Months | NO
10-1231 | Control,Dup/200/230/460V/3Ph/4X/Is/9-14.0A/Ext. Opt | Control,Dup/200/230/460V/3Ph/4X/Is/9-14.0A/Ext. Opt | https://www.zoellerpumps.com/en-us/products/alarms/controls/duplex-alternator | EA | 5459 |  | 53514129170 | 28 | LB | 23.5 | 9.5 | 20.5 | 24 Months | NO
10-1232 | Control,Dup/200/230/460V/3Ph/4X/Is/13-18FLA/Ext. Opt | Control,Dup/200/230/460V/3Ph/4X/Is/13-18FLA/Ext. Opt | https://www.zoellerpumps.com/en-us/products/alarms/controls/duplex-alternator | EA | 5415 |  | 53514129187 | 28 | LB | 23.5 | 9.5 | 20.5 | 24 Months | NO
10-1233 | Control,Dup/115/200/230V/1P/4X/Is/15-20A/Ext Opt | Control,Dup/115/200/230V/1P/4X/Is/15-20A/Ext Opt | https://www.zoellerpumps.com/en-us/products/alarms/controls/duplex-alternator | EA | 4650 |  | 53514129200 | 28 | LB | 23.5 | 10 | 21 | 24 Months | NO
10-1235 | Control,Dup/115/200/230V1Ph/4X/Is/20-30FLA/Ext. Opt | Control,Dup/115/200/230V1Ph/4X/Is/20-30FLA/Ext. Opt | https://www.zoellerpumps.com/en-us/products/alarms/controls/duplex-alternator | EA | 4566 |  | 53514129224 | 28 | LB | 23.5 | 10 | 21 | 24 Months | NO
10-1239 | Control,Dup/200/230/460V/3P/4X/Is/17-23A/Ext Opt | Control,Dup/200/230/460V/3P/4X/Is/17-23A/Ext Opt | https://www.zoellerpumps.com/en-us/products/alarms/controls/duplex-alternator | EA | 5874 |  | 53514129262 | 28 | LB | 23.5 | 9.5 | 20.5 | 24 Months | NO
10-1241 | Control,Sim/120/208/240V1Ph/4X/Is/0-7.0A/Ext Opt | Control,Sim/120/208/240V1Ph/4X/Is/0-7.0A/Ext Opt | https://www.zoellerpumps.com/en-us/products/alarms/controls/simplex-panels | EA | 3057 |  | 53514129286 | 26 | LB | 23.5 | 10 | 21 | 24 Months | NO
10-1242 | Control,Sim/120/208/240V1Ph/4X/Is/7-15A/Ext Opt | Control,Sim/120/208/240V1Ph/4X/Is/7-15A/Ext Opt | https://www.zoellerpumps.com/en-us/products/alarms/controls/simplex-panels | EA | 3057 |  | 53514129293 | 26 | LB | 23.5 | 10 | 21 | 24 Months | NO
10-1244 | Control,Sim/200/230/460V/3Ph/4X/IS/1.6-2.5A/Ext. Opt | Control,Sim/200/230/460V/3Ph/4X/IS/1.6-2.5A/Ext. Opt | https://www.zoellerpumps.com/en-us/products/alarms/controls/simplex-panels | EA | 3737 |  | 53514129316 | 25 | LB | 23.5 | 10 | 21 | 24 Months | NO
10-1247 | Control,Sim/575V/3Ph/4X/Is/1.0-1.6FLA/Ext Opt | Control,Sim/575V/3Ph/4X/Is/1.0-1.6FLA/Ext Opt | https://www.zoellerpumps.com/en-us/products/alarms/controls/simplex-panels | EA | 3935 |  | 53514129347 | 28 | LB | 21.5 | 10 | 19.5 | 24 Months | NO
10-1252 | Control,Sim/575V/3Ph/4X/Is/4.0-6.3FLA/Ext Opt | Control,Sim/575V/3Ph/4X/Is/4.0-6.3FLA/Ext Opt | https://www.zoellerpumps.com/en-us/products/alarms/controls/simplex-panels | EA | 4826 |  | 53514129392 | 25 | LB | 21.5 | 10 | 19.5 | 24 Months | NO
10-1253 | Control,Dup/575V/3Ph/4X/Is/1.0-1.6FLA/Ext Opt | Control,Dup/575V/3Ph/4X/Is/1.0-1.6FLA/Ext Opt | https://www.zoellerpumps.com/en-us/products/alarms/controls/duplex-alternator | EA | 5060 |  | 53514129408 | 28 | LB | 31.5 | 16.5 | 23.5 | 24 Months | NO
10-1258 | Control,Dup/575V/3Ph/4X/Is/4.0-6.3FLA/Ext Opt | Control,Dup/575V/3Ph/4X/Is/4.0-6.3FLA/Ext Opt | https://www.zoellerpumps.com/en-us/products/alarms/controls/duplex-alternator | EA | 6333 |  | 53514129453 | 28 | LB | 31.5 | 16.5 | 23.5 | 24 Months | NO
10-1260 | Control,Sim/200/230/460/3P/4X/Is/4.0-6.3A/Ext Opt | Control,Sim/200/230/460/3P/4X/Is/4.0-6.3A/Ext Opt | https://www.zoellerpumps.com/en-us/products/alarms/controls/simplex-panels | EA | 4600 |  | 53514129514 | 26 | LB | 21.5 | 10 | 19.5 | 24 Months | NO
10-1262 | Control,Sim/200/230/460/3Ph/4X/Is/2.5-4A/Ext Opt | Control,Sim/200/230/460/3Ph/4X/Is/2.5-4A/Ext Opt | https://www.zoellerpumps.com/en-us/products/alarms/controls/simplex-panels | EA | 4871 |  | 53514129538 | 26 | LB | 21.5 | 10 | 19.5 | 24 Months | NO
10-1264 | Control,Sim/200/230/460V/3P/4X/Is/6-10A/Ext Opt | Control,Sim/200/230/460V/3P/4X/Is/6-10A/Ext Opt | https://www.zoellerpumps.com/en-us/products/alarms/controls/simplex-panels | EA | 4985 |  | 53514129552 | 26 | LB | 21.5 | 10 | 19.5 | 24 Months | NO
10-1266 | Control,Dup/200/230/460/3P/4X/Is/4.0-6.3A/Ext Opt | Control,Dup/200/230/460/3P/4X/Is/4.0-6.3A/Ext Opt | https://www.zoellerpumps.com/en-us/products/alarms/controls/duplex-alternator | EA | 7114 |  | 53514129712 | 29 | LB | 23.5 | 9.5 | 20.5 | 24 Months | NO
10-1268 | Control,Dup/200/230/460/3P/4X/Is/2.5-4A/Ext Opt | Control,Dup/200/230/460/3P/4X/Is/2.5-4A/Ext Opt | https://www.zoellerpumps.com/en-us/products/alarms/controls/duplex-alternator | EA | 6698 |  | 53514129736 | 29 | LB | 23.5 | 9.5 | 20.5 | 24 Months | NO
10-1270 | Control,Dup/200/230/460/3P/4X/Is/6-10FLA/Ext Opt | Control,Dup/200/230/460/3P/4X/Is/6-10FLA/Ext Opt | https://www.zoellerpumps.com/en-us/products/alarms/controls/duplex-alternator | EA | 6698 |  | 53514129750 | 29 | LB | 23.5 | 9.5 | 20.5 | 24 Months | NO
10-1271 | Control,Sim/200/230/460/3P/4X/Is/9-14.0A/Ext Opt | Control,Sim/200/230/460/3P/4X/Is/9-14.0A/Ext Opt | https://www.zoellerpumps.com/en-us/products/alarms/controls/simplex-panels | EA | 4552 |  | 53514129767 | 26 | LB | 21.5 | 10 | 19.5 | 24 Months | NO
10-1272 | Control,Sim/200/230/460V/3P/4X/Is/13-18A/Ext Opt | Control,Sim/200/230/460V/3P/4X/Is/13-18A/Ext Opt | https://www.zoellerpumps.com/en-us/products/alarms/controls/simplex-panels | EA | 4552 |  | 53514129774 | 26 | LB | 21.5 | 10 | 19.5 | 24 Months | NO
10-1273 | Control,Dup/200/230/460/3P/4X/Is/9-14.0A/Ext Opt | Control,Dup/200/230/460/3P/4X/Is/9-14.0A/Ext Opt | https://www.zoellerpumps.com/en-us/products/alarms/controls/duplex-alternator | EA | 6997 |  | 53514129781 | 29 | LB | 23.5 | 9.5 | 20.5 | 24 Months | NO
10-1274 | Control,Dup/200/230/460/3P/4X/Is/13-18A/Ext Opt | Control,Dup/200/230/460/3P/4X/Is/13-18A/Ext Opt | https://www.zoellerpumps.com/en-us/products/alarms/controls/duplex-alternator | EA | 7243 |  | 53514129798 | 29 | LB | 23.5 | 9.5 | 20.5 | 24 Months | NO
10-1277 | Control,Sim/120/208/240V1Ph/4X/Is/0-7FLA/Ext Opt | Control,Sim/120/208/240V1Ph/4X/Is/0-7FLA/Ext Opt | https://www.zoellerpumps.com/en-us/products/alarms/controls/simplex-panels | EA | 3656 |  | 53514129835 | 27 | LB | 18 | 7.5 | 15 | 24 Months | NO
10-1278 | Control,Sim/120/208/240V1Ph/4X/Is/7-15A/Ext Opt | Control,Sim/120/208/240V1Ph/4X/Is/7-15A/Ext Opt | https://www.zoellerpumps.com/en-us/products/alarms/controls/simplex-panels | EA | 3656 |  | 53514129842 | 27 | LB | 18 | 7.5 | 15 | 24 Months | NO
10-1279 | Control,Dup/120/208/240V1Ph/4X/Is/0-7FLA/Ext Opt | Control,Dup/120/208/240V1Ph/4X/Is/0-7FLA/Ext Opt | https://www.zoellerpumps.com/en-us/products/alarms/controls/duplex-alternator | EA | 7171 |  | 53514129859 | 28 | FL | 23.5 | 10 | 21 | 24 Months | NO
10-1280 | Control,Dup/120/208/240V/1Ph/4X/Is/7-15A/Ext Opt | Control,Dup/120/208/240V/1Ph/4X/Is/7-15A/Ext Opt | https://www.zoellerpumps.com/en-us/products/alarms/controls/duplex-alternator | EA | 6598 |  | 53514129866 | 28 | LB | 23.5 | 10 | 21 | 24 Months | NO
10-1282 | Control,Sim/200/230/460/3P/4X/Is/1.6-2.5A/Ext Opt | Control,Sim/200/230/460/3P/4X/Is/1.6-2.5A/Ext Opt | https://www.zoellerpumps.com/en-us/products/alarms/controls/simplex-panels | EA | 4506 |  | 53514129880 | 26 | LB | 21.5 | 10 | 19.5 | 24 Months | NO
10-1284 | Control,Dup/200/230/460/3P/4X/Is/1.6-2.5A/Ext Opt | Control,Dup/200/230/460/3P/4X/Is/1.6-2.5A/Ext Opt | https://www.zoellerpumps.com/en-us/products/alarms/controls/duplex-alternator | EA | 6583 |  | 53514129903 | 29 | LB | 23.5 | 9.5 | 20.5 | 24 Months | NO
10-1286 | Control,Sim/575V/3Ph/4X/Is/2.5-4.0FLA/Ext Opt | Control,Sim/575V/3Ph/4X/Is/2.5-4.0FLA/Ext Opt | https://www.zoellerpumps.com/en-us/products/alarms/controls/simplex-panels | EA | 4466 |  | 53514129927 | 26 | LB | 21.5 | 10 | 19.5 | 24 Months | NO
10-1288 | Control,Sim/575V/3Ph/4X/Is/4.0-6.3FLA/Ext Opt | Control,Sim/575V/3Ph/4X/Is/4.0-6.3FLA/Ext Opt | https://www.zoellerpumps.com/en-us/products/alarms/controls/simplex-panels | EA | 4466 |  | 53514129941 | 26 | LB | 21.5 | 10 | 19.5 | 24 Months | NO
10-1290 | Control,Dup/575V/3Ph/4X/Is/2.5-4.0FLA/Ext Opt | Control,Dup/575V/3Ph/4X/Is/2.5-4.0FLA/Ext Opt | https://www.zoellerpumps.com/en-us/products/alarms/controls/duplex-alternator | EA | 6613 |  | 53514129965 | 29 | LB | 31.5 | 16.5 | 23.5 | 24 Months | NO
10-1292 | Control,Dup/575V/3Ph/4X/Is/4.0-6.3FLA/Ext Opt | Control,Dup/575V/3Ph/4X/Is/4.0-6.3FLA/Ext Opt | https://www.zoellerpumps.com/en-us/products/alarms/controls/duplex-alternator | EA | 6613 |  | 53514129989 | 29 | LB | 31.5 | 16.5 | 23.5 | 24 Months | NO
10-1294 | Control,Sim/120/208/240V/1Ph/4X/Is/15-20FLA/Ext. Opt | Control,Sim/120/208/240V/1Ph/4X/Is/15-20FLA/Ext. Opt | https://www.zoellerpumps.com/en-us/products/alarms/controls/simplex-panels | EA | 3057 |  | 53514129460 | 26 | LB | 23.5 | 10 | 21 | 24 Months | NO
10-1295 | Control,Sim/120/208/240V/1Ph/4X/Is/20-30FLA/Ext. Opt | Control,Sim/120/208/240V/1Ph/4X/Is/20-30FLA/Ext. Opt | https://www.zoellerpumps.com/en-us/products/alarms/controls/simplex-panels | EA | 2996 |  | 53514129477 | 26 | LB | 23.5 | 10 | 21 | 24 Months | NO
10-1296 | Control,Dup/120/208/230V1Ph/4X/Is/0-7.0FLA/Ext Opt | Control,Dup/120/208/230V1Ph/4X/Is/0-7.0FLA/Ext Opt | https://www.zoellerpumps.com/en-us/products/alarms/controls/duplex-alternator | EA | 4647 |  | 53514129484 | 28 | LB | 23.5 | 10 | 21 | 24 Months | NO
10-1297 | Control,Dup/120/208/230V/1Ph/4X/Is/7-15FLA/Ext. Opt | Control,Dup/120/208/230V/1Ph/4X/Is/7-15FLA/Ext. Opt | https://www.zoellerpumps.com/en-us/products/alarms/controls/duplex-alternator | EA | 4609 |  | 53514129491 | 28 | LB | 23.5 | 10 | 21 | 24 Months | NO
10-1300 | Control,Sim/120/208/240V/1Ph/4X/Is/15-20A/Ext Opt | Control,Sim/120/208/240V/1Ph/4X/Is/15-20A/Ext Opt | https://www.zoellerpumps.com/en-us/products/alarms/controls/simplex-panels | EA | 3773 |  | 53514129996 | 27 | LB | 18 | 7.5 | 15 | 24 Months | NO
10-1301 | Control,Sim/120/208/230V/1Ph/4X/Is/20-30A/Ext Opt | Control,Sim/120/208/230V/1Ph/4X/Is/20-30A/Ext Opt | https://www.zoellerpumps.com/en-us/products/alarms/controls/simplex-panels | EA | 3554 |  | 53514130015 | 27 | LB | 18 | 7.5 | 15 | 24 Months | NO
10-1302 | Control,Dup/120/208/230V/1P/4X/Is/15-20A/Ext Opt | Control,Dup/120/208/230V/1P/4X/Is/15-20A/Ext Opt | https://www.zoellerpumps.com/en-us/products/alarms/controls/duplex-alternator | EA | 6292 |  | 53514130022 | 28 | LB | 23.5 | 10 | 21 | 24 Months | NO
10-1303 | Control,Dup/102/208/230V/1P/4X/Is/20-30A/Ext Opt | Control,Dup/102/208/230V/1P/4X/Is/20-30A/Ext Opt | https://www.zoellerpumps.com/en-us/products/alarms/controls/duplex-alternator | EA | 6031 |  | 53514130039 | 28 | LB | 22 | 9.5 | 19 | 24 Months | NO
10-1305 | Flange Pkg Asm 2"NPT | Flange Pkg Asm 2"NPT |  | EA | 66 |  | 53514128593 | 3 | LB | 10 | 6 | 8 | 12 Months | NO
10-1306 | Flange Pkg Asm 3"NPT | Flange Pkg Asm 3"NPT |  | EA | 64 |  | 53514128609 | 3 | LB | 10 | 6 | 8 | 12 Months | NO
10-1307 | Control,Sim/230V/1Ph/4X/23-32A/6111/Ext Opt(See Overview) | Control,Sim/230V/1Ph/4X/23-32A/6111/Ext Opt | https://www.zoellerpumps.com/en-us/products/alarms/controls/simplex-panels | EA | 2147 |  | 53514130626 | 27 | LB | 21.5 | 10 | 19.5 | 24 Months | NO
10-1308 | Control,Dup/230V/1Ph/4X/23-32A/6111/Ext Opt/(See Overview) | Control,Dup/230V/1Ph/4X/23-32A/6111/Ext Opt |  | EA | 3599 |  | 53514130633 | 45 | LB | 31.5 | 16.5 | 23.5 | 24 Months | NO
10-1309 | Control,Sim/230V/1Ph/4X/23-32FLA/7110/Ext Opt/(See Overview) | Control,Sim/230V/1Ph/4X/23-32FLA/7110/Ext Opt | https://www.zoellerpumps.com/en-us/products/alarms/controls/simplex-panels | EA | 2718 |  | 53514130640 | 27 | LB | 21.5 | 10 | 19.5 | 24 Months | NO
10-1310 | Control,Dup/230V/1Ph/4X/23-32FLA/7110/Ext Opt/(See Overview) | Control,Dup/230V/1Ph/4X/23-32FLA/7110/Ext Opt | https://www.zoellerpumps.com/en-us/products/alarms/controls/duplex-alternator | EA | 4833 |  | 53514130657 | 35 | LB | 24 | 16 | 32.5 | 24 Months | NO
10-1341 | Control,Dup/Auto Rev/200/230/460/3P/4X/6.0-10A/Ext. Opt/(See Overview) |  |  | EA | 5136 |  | 53514146238 | 35 | LB | 35 | LB | LB | 12 Months | NO
10-1355 | Control,Sim/115/200/230V/1Ph/4X/0-20FLA/Ext Opt | Control,Sim/115/200/230V/1Ph/4X/0-20FLA/Ext Opt | https://www.zoellerpumps.com/en-us/products/alarms/controls/simplex-panels | EA | 1451 |  | 53514134297 | 14 | LB | 18 | 7.5 | 15 | 12 Months | NO
10-1359 | Qwik Box W-Alarm/120/Indoor/Filter Sys/W/91104-0001 | Qwik Box W-Alarm/120/Indoor/Filter Sys/W/10-0623 |  | EA | 981 |  | 53514134327 | 7 | LB | 12.5 | 8 | 11 | 12 Months | NO
10-1366 | Weight Asm,Float/(3) Weights & Brackets | Weight Asm,Float/(3) Weights & Brackets |  | EA | 242 |  | 53514134938 | 6.5 | LB | 7.25 | 5 | 5.5 | 12 Months | NO
10-1367 | Weight Asm,Float/(4) Weights & Brackets | Weight Asm,Float/(4) Weights & Brackets |  | EA | 305 |  | 53514134945 | 8.5 | LB | 7.25 | 5 | 5.5 | 12 Months | NO
10-1383 | Control,Sim/115V/HH Filter System/No Floats | Control,Sim/115V/HH Filter System/No Floats | https://www.zoellerpumps.com/en-us/products/alarms/controls/simplex-panels | EA | 1623 |  | 53514136864 | 10 | LB | 18 | 7.5 | 15 | 24 Months | NO
10-1389 | Control,Sim/115/200/230V/1P/4X/7-15A/Alm/Ext Opt | Control,Sim/115/200/230V/1P/4X/7-15A/Alm/Ext Opt |  | EA | 1236 |  | 53514137236 | 16 | LB | 18 | 7.5 | 15 | 24 Months | NO
10-1398 | J-Box,4X4X4/.75"Hub/(4) Sm Cd Seals/(1)Plug | J-Box,4X4X4/.75"Hub/(4) Sm Cd Seals/(1)Plug |  | EA | 160 |  | 53514139490 | 1.5 | LB | 7.75 | 6.75 | 7.75 | 12 Months | NO
10-1399 | J-Box,4X4X4/1.5"H/(4)Sm Cd Seals/(1) Sm Plug/Pvc | J-Box,4X4X4/1.5"H/(4)Sm Cd Seals/(1) Sm Plug/Pvc |  | EA | 171 |  | 53514139506 | 1.5 | LB | 7.75 | 6.75 | 7.75 | 12 Months | NO
10-1401 | J-Box,6X6X4/1"Hub/(5)Sm Cd Seals/(1)Plug | J-Box,6X6X4/1"Hub/(5)Sm Cd Seals/(1)Plug |  | EA | 205 |  | 53514139520 | 4.25 | LB | 11 | 6 | 10.25 | 12 Months | NO
10-1402 | J-Box,6X6X4/1.5"H/(4) Sm Cd Seals/(1) Plug/Pvc | J-Box,6X6X4/1.5"H/(4) Sm Cd Seals/(1) Plug/Pvc |  | EA | 191 |  | 53514139537 | 3 | LB | 11 | 6 | 10.25 | 12 Months | NO
10-1403 | J-Box,6X6X4/2"Hub/(5)Sm Cd Seals(1)Plug | J-Box,6X6X4/2"Hub/(5)Sm Cd Seals(1)Plug |  | EA | 208 |  | 53514139544 | 3 | LB | 11 | 6 | 10.25 | 12 Months | NO
10-1404 | J-Box,6X6X4/1.5"H/(3)Sm&(1)Lrg Cd Sl/Sm Plug/Pvc | J-Box,6X6X4/1.5"H/(3)Sm&(1)Lrg Cd Sl/Sm Plug/Pvc |  | EA | 202 |  | 53514139551 | 3 | LB | 11 | 6 | 10.25 | 12 Months | NO
10-1405 | J-Box,6X6X4/2"Hub/(4)Sm&(2)Lrg Cd Sls/SmPlug/Pvc | J-Box,6X6X4/2"Hub/(4)Sm&(2)Lrg Cd Sls/SmPlug/Pvc |  | EA | 240 |  | 53514139568 | 3 | LB | 11 | 6 | 10.25 | 12 Months | NO
10-1430 | Control,Dup/Td/115/200/230V/1P/4X/0-20A/Floats/Clarus | Control,Dup/Td/115/200/230V/1P/4X/0-20A/Floats/Clarus |  | EA | 3224 |  | 53514140663 | 20 | LB | 22 | 10 | 19 | 12 Months | NO
10-1433 | Kit,Starter Model/E6124 | Kit,Starter Model/E6124 |  | EA | 268 |  | 53514140809 | 2 | LB | 7.25 | 5 | 5.5 | 12 Months | NO
10-1434 | Kit,Starter Model/E651 | Kit,Starter Model/E651 |  | EA | 297 |  | 53514140816 | 2 | LB | 7.25 | 5 | 5.5 | 12 Months | NO
10-1450 | Battery,AGM 12Vdc "Aquanot" (12CE100) | Battery,AGM 12Vdc |  | EA | 574 | 430.5 | 53514141141 | 66 | LB | 10 | 7.5 | 12.75 | 36 Months | YES
10-1456 | Float Tree,Asm | Float Tree,Asm |  | EA | 178 |  | 53514142636 | 3 | LB | 38 | 4.75 | 4.75 | 12 Months | NO
10-1457 | Float Tree,Asm/W-3 Floats | Float Tree,Asm/W-3 Floats |  | EA | 421 |  | 53514142650 | 9 | LB | 38 | 4.75 | 4.75 | 12 Months | NO
10-1458 | Float Tree,Asm/W-4 Floats | Float Tree,Asm/W-4 Floats |  | EA | 475 |  | 53514142667 | 11 | LB | 38 | 4.75 | 4.75 | 12 Months | NO
10-1461 | Vent,Tank 2"/Steel | Vent,Tank 2"/Steel |  | EA | 60 |  | 53514142964 | 1.5 | LB | 5 | 3.75 | 5 | 12 Months | NO
10-1462 | Vent,Tank 3"/Steel | Vent,Tank 3"/Steel |  | EA | 147 |  | 53514142971 | 3.5 | LB | 7 | 5.5 | 7 | 12 Months | NO
10-1463 | Vent,Tank 4"/Steel | Vent,Tank 4"/Steel |  | EA | 211 |  | 53514142988 | 8 | LB | 10.25 | 6.5 | 10.25 | 12 Months | NO
10-1464 | Vent,Tank 6"/Steel | Vent,Tank 6"/Steel |  | EA | 280 |  | 53514142995 | 12.5 | LB | 12 | 6.5 | 12 | 12 Months | NO
10-1466 | Control,Dup/Auto Rev/208-240-480V/3Ph/4X/24-32A/SL & TCO/(See Overview) |  |  | EA | 5515 |  | 53514142834 | 35 | LB | 35 | LB | LB | 12 Months | NO
10-1470 | Control Dup/Td/115/230/1Ph/0-20A/Auto Flush/Flts | Control Dup/Td/115/230/1Ph/0-20A/Auto Flush/Flts |  | EA | 5232 |  | 53514143756 | 23 | LB | 10.5 | 20.5 | 23.5 | 12 Months | NO
10-1498 | Control,Dup/Auto Rev/200/230/460/3P/4X/13-18A/Ext. Opt/(See Overview) |  |  | EA | 5278 |  | 53514146757 | 35 | LB | 35 | LB | LB | 12 Months | NO
10-1523 | Control,Sim/Td/115/240V/1P/0-20A/Auto Flush/Flts | Control,Sim/Td/115/240V/1P/0-20A/Auto Flush/Flts | https://www.zoellerpumps.com/en-us/products/alarms/controls/simplex-panels | EA | 4209 |  | 53514149529 | 20 | LB | 21.5 | 10 | 19.5 | 12 Months | NO
10-1526 | Alarm System,Oil Smart W/Lights & Dry Contacts/20'Cd | Alarm System,Oil Smart W/Lights & Dry Contacts/20'Cd |  | EA | 1349 |  | 53514153526 | 4.5 | LB | 14 | 4.5 | 6 | 12 Months | NO
10-1528 | Switch,Oil Smart Pump/20 Ft Cord | Switch,Oil Smart Pump/20 Ft Cord |  | EA | 1371 |  | 53514153540 | 6 | LB | 14 | 4.5 | 6 | 12 Months | NO
10-1530 | Control,Dup/Auto Rev/200/230/460/3P/4X/17-23A/Ext. Opt/(See Overview) |  |  | EA | 5390 |  | 53514150099 | 35 | LB | 35 | LB | LB | 12 Months | NO
10-1551 | Control,Sim/Auto Rev/200/230/1P/4X/16-20A/Ext /(See Overview) | Control,Sim/Auto Rev/200/230/1P/4X/16-20A/Ext Opt | https://www.zoellerpumps.com/en-us/products/alarms/controls/simplex-panels | EA | 2851 |  | 53514152390 | 15 | LB | 31.5 | 16.5 | 23.5 | 24 Months | NO
10-1552 | Control,Dup/Auto Rev/200/230/1P/4X/16-20A/Ext Opt/(See Overview) | Control,Dup/Auto Rev/200/230/1P/4X/16-20A/Ext Opt | https://www.zoellerpumps.com/en-us/products/alarms/controls/duplex-alternator | EA | 5277 |  | 53514152406 | 27 | LB | 31.5 | 16.5 | 23.5 | 24 Months | NO
10-1559 | Control,Sim/230V/1Ph/4X/Is/5.5-8.0FLA/Ex120/Ext. Opt | Control,Sim/230V/1Ph/4X/Is/5.5-8.0FLA/Ex120/Ext. Opt | https://www.zoellerpumps.com/en-us/products/alarms/controls/simplex-panels | EA | 3443 |  | 53514158491 | 25 | LB | 14 | 6 | 16 | 24 Months | NO
10-1560 | Control,Sim/200/230/460V/3Ph/4X/Is/4.0-6.3A/Ext. Opt | Control,Sim/200/230/460V/3Ph/4X/Is/4.0-6.3A/Ext. Opt | https://www.zoellerpumps.com/en-us/products/alarms/controls/simplex-panels | EA | 3787 |  | 53514158507 | 24 | LB | 21.5 | 10 | 19.5 | 24 Months | NO
10-1561 | Control,Sim/200/230/460V/3Ph/4X/Is/2.5-4.0A/Ext. Opt | Control,Sim/200/230/460V/3Ph/4X/Is/2.5-4.0A/Ext. Opt | https://www.zoellerpumps.com/en-us/products/alarms/controls/simplex-panels | EA | 3787 |  | 53514158514 | 24 | LB | 21.5 | 10 | 19.5 | 24 Months | NO
10-1562 | Control,Sim/200/230/460V/3Ph/4X/Is/1.6-2.5A/Ext. Opt | Control,Sim/200/230/460V/3Ph/4X/Is/1.6-2.5A/Ext. Opt | https://www.zoellerpumps.com/en-us/products/alarms/controls/simplex-panels | EA | 3932 |  | 53514158521 | 24 | LB | 21.5 | 10 | 19.5 | 24 Months | NO
10-1563 | Control,Sim/575V/3Ph/4X/Is/1.6-2.5A/Ext Opt | Control,Sim/575V/3Ph/4X/Is/1.6-2.5A/Ext Opt | https://www.zoellerpumps.com/en-us/products/alarms/controls/simplex-panels | EA | 3831 |  | 53514158538 | 24 | LB | 21.5 | 10 | 19.5 | 24 Months | NO
10-1564 | Control,Sim/230V/1Ph/4X/Is/7.0-10.0A/Ex6121/Ext. Opt | Control,Sim/230V/1Ph/4X/Is/7.0-10.0A/Ex6121/Ext. Opt | https://www.zoellerpumps.com/en-us/products/alarms/controls/simplex-panels | EA | 3756 |  | 53514158545 | 25 | LB | 14 | 6 | 16 | 24 Months | NO
10-1565 | Control,Sim/200/230/460V/3Ph/4X/Is/6.0-10.0A/Ext. Opt | Control,Sim/200/230/460V/3Ph/4X/Is/6.0-10.0A/Ext. Opt | https://www.zoellerpumps.com/en-us/products/alarms/controls/simplex-panels | EA | 3806 |  | 53514158552 | 24 | LB | 21.5 | 10 | 19.5 | 24 Months | NO
10-1566 | Control,Sim/575V/3Ph/4X/Is/2.5-4.0A/Ext Opt | Control,Sim/575V/3Ph/4X/Is/2.5-4.0A/Ext Opt | https://www.zoellerpumps.com/en-us/products/alarms/controls/simplex-panels | EA | 3831 |  | 53514158569 | 24 | LB | 21.5 | 10 | 19.5 | 24 Months | NO
10-1567 | Control,Sim/230V/1Ph/4X/16-24A/Is/Ex6123/Ext Opt | Control,Sim/230V/1Ph/4X/16-24A/Is/Ex6123/Ext Opt | https://www.zoellerpumps.com/en-us/products/alarms/controls/simplex-panels | EA | 3832 |  | 53514158620 | 25 | LB | 21.5 | 10 | 19.5 | 24 Months | NO
10-1568 | Control,Sim/200/230/460V/Is/9.0-14.0A/Ext Opt | Control,Sim/200/230/460V/Is/9.0-14.0A/Ext Opt | https://www.zoellerpumps.com/en-us/products/alarms/controls/simplex-panels | EA | 4188 |  | 53514158651 | 24 | LB | 21.5 | 10 | 19.5 | 24 Months | NO
10-1569 | Control,Sim/230V/1Ph/4X/Is/23.0-32.0A/Ex6124/Ext. Opt | Control,Sim/230V/1Ph/4X/Is/23.0-32.0A/Ex6124/Ext. Opt | https://www.zoellerpumps.com/en-us/products/alarms/controls/simplex-panels | EA | 3887 |  | 53514158668 | 25 | LB | 21.5 | 10 | 19.5 | 24 Months | NO
10-1570 | Control,Sim/200/230/460V/3Ph/4X/Is/17.0-23.0A/Ext. Opt | Control,Sim/200/230/460V/3Ph/4X/Is/17.0-23.0A/Ext. Opt | https://www.zoellerpumps.com/en-us/products/alarms/controls/simplex-panels | EA | 3884 |  | 53514158675 | 24 | LB | 21.5 | 10 | 19.5 | 24 Months | NO
10-1571 | Control,Sim/200/230/460V/3Ph/4X/Is/13.0-18.0A/Ext. Opt | Control,Sim/200/230/460V/3Ph/4X/Is/13.0-18.0A/Ext. Opt | https://www.zoellerpumps.com/en-us/products/alarms/controls/simplex-panels | EA | 4239 |  | 53514158682 | 24 | LB | 23 | 10 | 21 | 24 Months | NO
10-1572 | Control,Sim/575V/3Ph/4X/Is/6.0-10.0A/Ext Opt | Control,Sim/575V/3Ph/4X/Is/6.0-10.0A/Ext Opt | https://www.zoellerpumps.com/en-us/products/alarms/controls/simplex-panels | EA | 3831 |  | 53514158729 | 24 | LB | 21.5 | 10 | 19.5 | 24 Months | NO
10-1573 | Control,Sim/230V/1Ph/4X/Is/12.0-18.0A/EX6122/Ext. Opt | Control,Sim/230V/1Ph/4X/Is/12.0-18.0A/EX6122/Ext. Opt | https://www.zoellerpumps.com/en-us/products/alarms/controls/simplex-panels | EA | 3756 |  | 53514158743 | 25 | LB | 21.5 | 10 | 19.5 | 24 Months | NO
10-1574 | Control,Sim/230V/1Ph/4X/Is/23.0-32.0A/EX6111/Ext. Opt | Control,Sim/230V/1Ph/4X/Is/23.0-32.0A/EX6111/Ext. Opt | https://www.zoellerpumps.com/en-us/products/alarms/controls/simplex-panels | EA | 3887 |  | 53514158774 | 25 | LB | 21.5 | 10 | 19.5 | 24 Months | NO
10-1575 | Control,Sim/200/230/460V/3Ph/4X/Is/20.0-25.0A/Ext. Opt | Control,Sim/200/230/460V/3Ph/4X/Is/20.0-25.0A/Ext. Opt | https://www.zoellerpumps.com/en-us/products/alarms/controls/simplex-panels | EA | 3884 |  | 53514158781 | 24 | LB | 21.5 | 10 | 19.5 | 24 Months | NO
10-1576 | Control,Sim/575V/3Ph/4X/Is/9.0-14.0A/Ext Opt | Control,Sim/575V/3Ph/4X/Is/9.0-14.0A/Ext Opt | https://www.zoellerpumps.com/en-us/products/alarms/controls/simplex-panels | EA | 3664 |  | 53514158798 | 24 | LB | 21.5 | 10 | 19.5 | 24 Months | NO
10-1577 | Control,Sim/208-240-480V/3Ph/4X/Is/24-32A/Intrinsicaly Safe/SL & TCO | Control,Sim/208-240-480V/3Ph/4X/Is/24-32A/Intrinsicaly Safe/SL & TCO | https://www.zoellerpumps.com/en-us/products/alarms/controls/explosion-proof | EA | 4636 |  | 53514158804 | 25 | LB | 21 | 10 | 24 | 24 Months | NO
10-1578 | Control,Sim/208-240-480V/3Ph/4X/Is/30-40A/Intrinsicaly Safe/SL & TCO | Control,Sim/208-240-480V/3Ph/4X/Is/30-40A/Intrinsicaly Safe/SL & TCO | https://www.zoellerpumps.com/en-us/products/alarms/controls/explosion-proof | EA | 4941 |  | 53514158811 | 24 | LB | 16 | 8 | 18 | 24 Months | NO
10-1587 | Control,Dup/230V/1Ph/4X/Is/5.5-8.0A/EX6120/Ext. Opt | Control,Dup/230V/1Ph/4X/Is/5.5-8.0A/EX6120/Ext. Opt | https://www.zoellerpumps.com/en-us/products/alarms/controls/duplex-alternator | EA | 6206 |  | 53514158873 | 26 | LB | 31.5 | 16.5 | 23.5 | 24 Months | NO
10-1588 | Control,Dup/200/230/460V/3Ph/4X/Is/4.0-6.3A/Ext. Opt | Control,Dup/200/230/460V/3Ph/4X/Is/4.0-6.3A/Ext. Opt | https://www.zoellerpumps.com/en-us/products/alarms/controls/duplex-alternator | EA | 5433 |  | 53514158910 | 27 | LB | 23.5 | 9.5 | 20.5 | 24 Months | NO
10-1589 | Control,Dup/200/230/460V/3Ph/4X/Is/2.5-4.0A/Ext. Opt | Control,Dup/200/230/460V/3Ph/4X/Is/2.5-4.0A/Ext. Opt | https://www.zoellerpumps.com/en-us/products/alarms/controls/duplex-alternator | EA | 5395 |  | 53514158927 | 27 | LB | 9.5 | 23.5 | 20.5 | 24 Months | NO
10-1590 | Control,Dup/200/230/460V/3Ph/4X/Is/1.6-2.5A/Ext. Opt | Control,Dup/200/230/460V/3Ph/4X/Is/1.6-2.5A/Ext. Opt | https://www.zoellerpumps.com/en-us/products/alarms/controls/duplex-alternator | EA | 5380 |  | 53514158934 | 27 | LB | 23.5 | 9.5 | 20.5 | 24 Months | NO
10-1591 | Control,Dup/575V/3Ph/4X/Is/1.6-2.5A/Ext Opt | Control,Dup/575V/3Ph/4X/Is/1.6-2.5A/Ext Opt | https://www.zoellerpumps.com/en-us/products/alarms/controls/duplex-alternator | EA | 5099 |  | 53514158941 | 27 | LB | 23 | 10 | 21 | 24 Months | NO
10-1592 | Control,Dup/230V/1Ph/4X/Is/7.0-10.0A/Ex6121/Ext. Opt | Control,Dup/230V/1Ph/4X/Is/7.0-10.0A/Ex6121/Ext. Opt | https://www.zoellerpumps.com/en-us/products/alarms/controls/duplex-alternator | EA | 6206 |  | 53514158958 | 26 | LB | 31.5 | 16.5 | 23.5 | 24 Months | NO
10-1593 | Control,Dup/200/230/460V/3Ph/4X/Is/6.0-10.0A/Ext. Opt | Control,Dup/200/230/460V/3Ph/4X/Is/6.0-10.0A/Ext. Opt | https://www.zoellerpumps.com/en-us/products/alarms/controls/duplex-alternator | EA | 5254 |  | 53514158965 | 27 | LB | 23.5 | 9.5 | 20.5 | 24 Months | NO
10-1594 | Control,Dup/575V/3Ph/4X/Is/2.5-4.0A/Ext Opt | Control,Dup/575V/3Ph/4X/Is/2.5-4.0A/Ext Opt | https://www.zoellerpumps.com/en-us/products/alarms/controls/duplex-alternator | EA | 4925 |  | 53514158972 | 27 | LB | 31.5 | 16.5 | 23.5 | 24 Months | NO
10-1595 | Control,Dup/230V/1Ph/4X/Is/16.0-24.0/Ex6123/Ext. Opt | Control,Dup/230V/1Ph/4X/Is/16.0-24.0/Ex6123/Ext. Opt | https://www.zoellerpumps.com/en-us/products/alarms/controls/duplex-alternator | EA | 6458 |  | 53514158989 | 26 | LB | 31.5 | 16.5 | 23.5 | 24 Months | NO
10-1596 | Control,Dup/200/230/460V/3Ph/4X/Is/9.0-14.0A/Ext. Opt | Control,Dup/200/230/460V/3Ph/4X/Is/9.0-14.0A/Ext. Opt | https://www.zoellerpumps.com/en-us/products/alarms/controls/duplex-alternator | EA | 5554 |  | 53514158996 | 27 | LB | 23.5 | 9.5 | 20.5 | 24 Months | NO
10-1597 | Control,Dup/230V/1Ph/4X/Is/23.0-32.0A/EX6124/Ext. Opt | Control,Dup/230V/1Ph/4X/Is/23.0-32.0A/EX6124/Ext. Opt | https://www.zoellerpumps.com/en-us/products/alarms/controls/duplex-alternator | EA | 6729 |  | 53514159016 | 35 | LB | 24 | 16 | 32 | 24 Months | NO
10-1598 | Control,Dup/200/230/460V/3Ph/4X/Is/17.0-23.0A/Ext. Opt | Control,Dup/200/230/460V/3Ph/4X/Is/17.0-23.0A/Ext. Opt | https://www.zoellerpumps.com/en-us/products/alarms/controls/duplex-alternator | EA | 5593 |  | 53514159023 | 27 | LB | 23.5 | 9.5 | 20.5 | 24 Months | NO
10-1599 | Control,Dup/200/230/460V/3Ph/4X/Is/13.0-18.0A/Ext. Opt | Control,Dup/200/230/460V/3Ph/4X/Is/13.0-18.0A/Ext. Opt | https://www.zoellerpumps.com/en-us/products/alarms/controls/duplex-alternator | EA | 5298 |  | 53514159030 | 27 | LB | 23.5 | 9.5 | 20.5 | 24 Months | NO
10-1600 | Control,Dup/575V/3Ph/4X/Is/6.0-10.0A/Ext Opt | Control,Dup/575V/3Ph/4X/Is/6.0-10.0A/Ext Opt | https://www.zoellerpumps.com/en-us/products/alarms/controls/duplex-alternator | EA | 5342 |  | 53514159047 | 27 | LB | 31.5 | 16.5 | 23.5 | 24 Months | NO
10-1601 | Control,Dup/230V/1Ph/4X/Is/12.0-18.0A/EX6122/Ext. Opt | Control,Dup/230V/1Ph/4X/Is/12.0-18.0A/EX6122/Ext. Opt | https://www.zoellerpumps.com/en-us/products/alarms/controls/duplex-alternator | EA | 6502 |  | 53514159054 | 26 | LB | 31.5 | 16.5 | 23.5 | 24 Months | NO
10-1602 | Control,Dup/230V/1Ph/4X/Is/23.0-32.0/EX6111/Ext. Opt | Control,Dup/230V/1Ph/4X/Is/23.0-32.0/EX6111/Ext. Opt | https://www.zoellerpumps.com/en-us/products/alarms/controls/duplex-alternator | EA | 6654 |  | 53514159061 | 26 | LB | 31.5 | 16.5 | 23.5 | 24 Months | NO
10-1603 | Control,Dup/200/230/460V/3Ph/4X/Is/20.0-25.0A/Ext. Opt | Control,Dup/200/230/460V/3Ph/4X/Is/20.0-25.0A/Ext. Opt | https://www.zoellerpumps.com/en-us/products/alarms/controls/duplex-alternator | EA | 5338 |  | 53514159078 | 27 | LB | 23.5 | 9.5 | 20.5 | 24 Months | NO
10-1604 | Control,Dup/575V/3Ph/4X/Is/9.0-14.0A/Ext Opt | Control,Dup/575V/3Ph/4X/Is/9.0-14.0A/Ext Opt | https://www.zoellerpumps.com/en-us/products/alarms/controls/duplex-alternator | EA | 4982 |  | 53514159085 | 27 | LB | 31.5 | 16.5 | 23.5 | 24 Months | NO
10-1605 | Control,Dup/208-240-480V/3Ph/4X/Is/24-32A/Intrinsicaly Safe/SL & TCO | Control,Dup/208-240-480V/3Ph/4X/Is/24-32A/Intrinsicaly Safe/SL & TCO | https://www.zoellerpumps.com/en-us/products/alarms/controls/explosion-proof | EA | 6811 |  | 53514159092 | 30 | LB | 21 | 10 | 24 | 24 Months | NO
10-1606 | Control,Dup/208-240-480V/3Ph/4X/Is/30-40A/Intrinsicaly Safe/SL & TCO | Control,Dup/208-240-480V/3Ph/4X/Is/30-40A/Intrinsicaly Safe/SL & TCO | https://www.zoellerpumps.com/en-us/products/alarms/controls/explosion-proof | EA | 7497 |  | 53514159108 | 27 | LB | 20 | 10 | 28 | 24 Months | NO
10-1650 | Control,Sim/200-230V/1P/4X/15-20FLA/841/Ext Opt(See Overview) | Control,Sim/200-230V/1P/4X/15-20FLA/841/Ext Opt |  | EA | 1868 |  | 53514159252 | 15 | LB | 22 | 10 | 19 | 24 Months | NO
10-1652 | Control,Dup/200-230V/1P/4X/15-20A/841/Ext Opt(See Overview) | Control,Dup/200-230V/1P/4X/15-20A/841/Ext Opt | https://www.zoellerpumps.com/en-us/products/alarms/controls/duplex-alternator | EA | 3158 |  | 53514159269 | 30 | LB | 24 | 16 | 32 | 24 Months | NO
10-1672 | Rod,Float-Asm/2 Flt Highhead Step System | Rod,Float-Asm/2 Flt Highhead Step System |  | EA | 103 |  | 53514161088 | 4 | LB | 38 | 4.75 | 4.75 | 12 Months | NO
10-1673 | Rod,Float-Asm/3 Flt Highhead Step System | Rod,Float-Asm/3 Flt Highhead Step System |  | EA | 127 |  | 53514161101 | 4 | LB | 38 | 4.75 | 4.75 | 12 Months | NO
10-1674 | Rod,Float-Asm/4 Flt Highhead Step System | Rod,Float-Asm/4 Flt Highhead Step System |  | EA | 149 |  | 53514161118 | 4 | LB | 38 | 4.75 | 4.75 | 12 Months | NO
10-1675 | A-Pak 240V/1Ph/15' Mfs/Indoor-Outdoor | A-Pak 240V/1Ph/15' Mfs/Indoor-Outdoor | https://www.zoellerpumps.com/en-us/products/alarms#standard | EA | 396 |  | 53514160302 | 5 | LB | 7.5 | 4.5 | 7.5 | 24 Months | NO
10-1700 | Control,Dup/Auto Rev/200/230/460V/3P/4X/9-14A/Ext Opt/(See Overview) | Control,Dup/Auto Rev/200/230/460V/3P/9-14A/Ext. Opt | https://www.zoellerpumps.com/en-us/products/alarms/controls/duplex-alternator | EA | 5359 |  | 53514161927 | 35 | LB | 24 | 16 | 32 | 24 Months | NO
10-1701 | Control,Sim/Auto Rev/200/230/460V/3P/4X/9-14A/Ext Opt/(See Overview) | Control,Sim/Auto Rev/200/230/460V/3P/4X/9-14A/Ext. Opt |  | EA | 3296 |  | 53514161934 | 23 | LB | 22 | 10 | 19 | 24 Months | NO
10-1710 | J-Box,6X6X4/2"Hub/(6)Sm Cd Sls/Sm Plug | J-Box,6X6X4/2"Hub/(6)Sm Cd Sls/Sm Plug |  | EA | 224 |  | 53514162894 | 3 | LB | 11 | 6 | 10.25 | 12 Months | NO
10-1726 | Rod,Float-Asm/5 Flt Highhead Step System | Rod,Float-Asm/5 Flt Highhead Step System |  | EA | 146 |  | 53514163839 | 4.5 | LB | 38 | 4.75 | 4.75 | 12 Months | NO
10-1727 | Switch,Oil Smart/20 Ft Cord/120V/60Hz/W-O Plugs | Switch,Oil Smart/20'Cd/16FLA/W-O Plugs |  | EA | 1553 |  | 53514183073 | 5 | LB | 5 | 8 | 8 | 12 Months | NO
10-1741 | Rod,Float-Asm/3 Flt 84" High Head Step System | Rod,Float-Asm/3 Flt 84" High Head Step System |  | EA | 142 |  | 53514164287 | 4 | LB | 38 | 4.75 | 4.75 | 12 Months | NO
10-1746 | Rod,Float-Asm/3 Flt/96" Hi Hd Step System | Rod,Float-Asm/3 Flt/96" Hi Hd Step System |  | EA | 152 |  | 53514164461 | 4 | LB | 38 | 4.75 | 4.75 | 12 Months | NO
10-1753 | Vent,Cap 2"MPT With Polyscreen |  |  | EA | 41 |  | 53514164713 | 1 | LB | 1 | LB | LB | 12 Months | NO
10-1755 | Control,Dup/200/230V/1Ph/4X/16-20A/Ext Opt/(See Overview) | Control,Dup/200/230V/1Ph/4X/16-20A/Ext Opt | https://www.zoellerpumps.com/en-us/products/alarms/controls/duplex-alternator | EA | 4170 |  | 53514165048 | 21 | LB | 23.5 | 9.5 | 20.5 | 24 Months | NO
10-1790 | Control,Dup/Auto Rev/200/230/460/3P/4X/20-25A/Ext. Opt/(See Overview) |  |  | EA | 5359 |  | 53514169978 | 35 | LB | 35 | LB | LB | 12 Months | NO
10-1793 | Rod,Float-Asm/4 Flt 96" Hi Hd Step System | Rod,Float-Asm/4 Flt 96" Hi Hd Step System |  | EA | 174 |  | 53514170172 | 4 | LB | 38 | 4.75 | 4.75 | 12 Months | NO
10-1863 | Control,Dup/Td/115/200/230/4X/0-20A/Logo | Control,Dup/Td/115/200/230/4X/0-20A/Logo | https://www.zoellerpumps.com/en-us/products/alarms/controls/duplex-alternator | EA | 4718 |  | 53514176037 | 12 | LB | 22 | 9.5 | 19 | 12 Months | NO
10-1877 | Switch,Mech Flt/125/250V/5A/25'Cd/Wo Plug | Switch,Mech Flt/125/250V/5A/25'Cd/Wo Plug | https://www.zoellerpumps.com/en-us/products/alarms/switches | EA | 79 |  | 53514177706 | 2 | LB | 8 | 5 | 8 | 24 Months | NO
10-1878 | Switch,Mech Flt/125/250V/5A/35'Cd/Wo Plug | Switch,Mech Flt/125/250V/5A/35'Cd/Wo Plug | https://www.zoellerpumps.com/en-us/products/alarms/switches | EA | 98 |  | 53514177713 | 3 | LB | 8 | 5 | 8 | 24 Months | NO
10-1879 | Switch,Mech Flt/125/250V/5A/50'Cd/Wo Plug | Switch,Mech Flt/125/250V/5A/50'Cd/Wo Plug | https://www.zoellerpumps.com/en-us/products/alarms/switches | EA | 120 |  | 53514177720 | 4 | LB | 8 | 5 | 8 | 24 Months | NO
10-1880 | Switch,Mech Flt/125/250V/5A/15'Cd/Wo Plg/Extl Wt | Switch,Mech Flt/125/250V/5A/15'Cd/Wo Plg/Extl Wt | https://www.zoellerpumps.com/en-us/products/alarms/switches | EA | 81 |  | 53514177737 | 3 | LB | 8 | 5 | 8 | 24 Months | NO
10-1881 | Switch,Mech Flt/125/250V/5A/25'Cd/Wo Plg/Extl Wt | Switch,Mech Flt/125/250V/5A/25'Cd/Wo Plg/Extl Wt | https://www.zoellerpumps.com/en-us/products/alarms/switches | EA | 99 |  | 53514177744 | 4 | LB | 8 | 5 | 8 | 24 Months | NO
10-1882 | Switch,Mech Flt/125/250V/5A/35'Cd/Wo Plg/Extl Wt | Switch,Mech Flt/125/250V/5A/35'Cd/Wo Plg/Extl Wt | https://www.zoellerpumps.com/en-us/products/alarms/switches | EA | 116 |  | 53514177751 | 5 | LB | 8 | 5 | 8 | 24 Months | NO
10-1883 | Switch,Mech Flt/125/250V/5A/50'Cd/Wo Plg/Extl Wt | Switch,Mech Flt/125/250V/5A/50'Cd/Wo Plg/Extl Wt | https://www.zoellerpumps.com/en-us/products/alarms/switches | EA | 136 |  | 53514177775 | 6 | LB | 8 | 5 | 8 | 24 Months | NO
10-1886 | Float Tree,Asm W-3 Mech Floats | Float Tree,Asm W-3 Mech Floats | https://www.zoellerpumps.com/en-us/products/alarms/switches | EA | 392 |  | 53514177799 | 9 | LB | 38 | 4.75 | 4.75 | 12 Months | NO
10-1887 | Float Tree,Asm W-4 Mech Floats | Float Tree,Asm W-4 Mech Floats | https://www.zoellerpumps.com/en-us/products/alarms/switches | EA | 449 |  | 53514177812 | 11 | LB | 38 | 4.75 | 4.75 | 12 Months | NO
10-1932 | Rod,Float-Asm/2 Flt/72" HH Step System | Rod,Float-Asm/2 Flt/72" HH Step System |  | EA | 113 |  | 53514180423 | 3 | LB | 38 | 4.75 | 4.75 | 12 Months | NO
10-1933 | Rod,Float-Asm/2 Flt/96"/HH Step System | Rod,Float-Asm/2 Flt/96"/HH Step System |  | EA | 128 |  | 53514180430 | 4 | LB | 38 | 4.75 | 4.75 | 12 Months | NO
10-1952 | Control,Sim/575V/3Ph/4X/20-25FLA/Ext Opt(See Overview) | Control,Sim/575V/3Ph/4X/20-25FLA/Ext Opt |  | EA | 2552 |  | 53514181734 | 18 | LB | 21.5 | 10 | 19.5 | 24 Months | NO
10-1953 | Control,Dup/575V/3Ph/4X/20-25FLA/Ext Opt(See Overview) | Control,Dup/575V/3Ph/4X/20-25FLA/Ext Opt | https://www.zoellerpumps.com/en-us/products/alarms/controls/duplex-alternator | EA | 3873 |  | 53514181741 | 22 | LB | 31.5 | 16.5 | 23.5 | 24 Months | NO
10-1956 | Switch,Mech Flt/SPB/230V/35'Cd/13Amp/1Hp | Switch,Mech Flt/SPB/230V/35'Cd/13Amp/1Hp | https://www.zoellerpumps.com/en-us/products/alarms/switches | EA | 125 |  | 53514182601 | 2 | LB | 12.5 | 7.5 | 9.5 | 24 Months | NO
10-1964 | Switch,Mech/DPB/115V/15'Cd/15A/N.O. | Switch,Mech/DPB/115V/15'Cd/15A/N.O. | https://www.zoellerpumps.com/en-us/products/alarms/switches | EA | 249 |  | 53514183448 | 3.41 | LB | 8 | 6.5 | 8 | 24 Months | NO
10-1965 | Switch,Mech/DPB/230V/15'Cd/15A/N.O. | Switch,Mech/DPB/230V/15'Cd/15A/N.O. | https://www.zoellerpumps.com/en-us/products/alarms/switches | EA | 263 |  | 53514183455 | 3.48 | LB | 8 | 6.5 | 8 | 24 Months | NO
10-2006 | Control,Sim/230V/1Ph/4X/0-15Fla/Plugger/810/815 | Control,Sim/230V/1Ph/4X/0-15Fla/Plugger/810/815 | https://www.zoellerpumps.com/en-us/products/alarms/switches | EA | 589 |  | 53514185282 | 10 | LB | 21.5 | 10 | 19.5 | 24 Months | NO
10-2008 | Control,Sim/115/200/230V/1Ph/4X/0-7Fla/810 | Control,Sim/115/200/230V/1Ph/4X/0-7Fla/810 | https://www.zoellerpumps.com/en-us/products/grinder-pumps#progressing-cavity | EA | 844 |  | 53514185251 | 10 | LB | 18 | 7.5 | 15 | 24 Months | NO
10-2014 | Fitting,PVC 1.25" Anti-Siphon Device/Sch 80 | Fitting,PVC 1.25" Anti-Siphon Device/Sch 80 | https://www.zoellerpumps.com/en-us/products/grinder-pumps#progressing-cavity | EA | 231 |  | 53514185732 | 3 | LB | 22 | 6 | 11 | 12 Months | NO
10-2038 | Kit,Discharge Asm/PC Grinder/30"Lg Flex Hose | Kit,Discharge Asm/PC Grinder/30"Lg Flex Hose | https://www.zoellerpumps.com/en-us/products/grinder-pumps#progressing-cavity | EA | 345 |  | 53514189211 | 10 | LB | 10 | 10 | 10 | 12 Months | NO
10-2041 | Switch,Asm Mech-Vert Master/SPB/115V/NO/10'Cd | Switch,Asm Mech-Vert Master/SPB/115V/NO/10'Cd | https://www.zoellerpumps.com/en-us/products/alarms/switches | EA | 91 |  | 53514189372 | 2 | LB | 8 | 5 | 8 | 24 Months | NO
10-2042 | Switch,Asm Mech-Vert Master/SPB/115V/NO/15'Cd | Switch,Asm Mech-Vert Master/SPB/115V/NO/15'Cd | https://www.zoellerpumps.com/en-us/products/alarms/switches | EA | 98 |  | 53514189389 | 2 | LB | 8 | 5 | 8 | 24 Months | NO
10-2043 | Switch,Asm Mech-Vert Master/SPB/115V/NO/20'Cd | Switch,Asm Mech-Vert Master/SPB/115V/NO/20'Cd | https://www.zoellerpumps.com/en-us/products/alarms/switches | EA | 102 |  | 53514189396 | 2 | LB | 8 | 5 | 8 | 24 Months | NO
10-2060 | Switch,Mech Flt/30Vdc/.1A/15'Cd/Narrow W-Clamp | Switch,Mech Flt/30Vdc/.1A/15'Cd/Narrow W-Clamp | https://www.zoellerpumps.com/en-us/products/alarms/switches | EA | 85 |  | 53514190934 | 2 | LB | 8 | 5 | 8 | 24 Months | NO
10-2061 | Switch,Mech Flt/30Vdc/.1A/20'Cd/Narrow W-Clamp | Switch,Mech Flt/30Vdc/.1A/20'Cd/Narrow W-Clamp | https://www.zoellerpumps.com/en-us/products/alarms/switches | EA | 81 |  | 53514190941 | 2.5 | LB | 8 | 5 | 8 | 24 Months | NO
10-2062 | Switch,Mech Flt/30Vdc/.1A/25'Cd/Narrow W-Clamp | Switch,Mech Flt/30Vdc/.1A/25'Cd/Narrow W-Clamp | https://www.zoellerpumps.com/en-us/products/alarms/switches | EA | 100 |  | 53514190958 | 3 | LB | 8 | 5 | 8 | 24 Months | NO
10-2063 | Switch,Mech Flt/30Vdc/.1A/35'Cd/Narrow W-Clamp | Switch,Mech Flt/30Vdc/.1A/35'Cd/Narrow W-Clamp | https://www.zoellerpumps.com/en-us/products/alarms/switches | EA | 113 |  | 53514190965 | 3.5 | LB | 8 | 5 | 8 | 24 Months | NO
10-2064 | Switch,Mech Flt/30Vdc/.1A/50'Cd/Narrow W-Clamp | Switch,Mech Flt/30Vdc/.1A/50'Cd/Narrow W-Clamp | https://www.zoellerpumps.com/en-us/products/alarms/switches | EA | 134 |  | 53514190972 | 4 | LB | 8 | 5 | 8 | 24 Months | NO
10-2065 | Switch,Mech Flt/30Vdc/.1A/15'Cd/Narrow/Extl Wt | Switch,Mech Flt/30Vdc/.1A/15'Cd/Narrow/Extl Wt | https://www.zoellerpumps.com/en-us/products/alarms/switches | EA | 95 |  | 53514190989 | 2 | LB | 8 | 5 | 8 | 24 Months | NO
10-2066 | Switch,Mech Flt/30Vdc/.1A/25'Cd/Narrow Extl Wt | Switch,Mech Flt/30Vdc/.1A/25'Cd/Narrow Extl Wt | https://www.zoellerpumps.com/en-us/products/alarms/switches | EA | 106 |  | 53514190996 | 2.5 | LB | 8 | 5 | 8 | 24 Months | NO
10-2067 | Switch,Mech Flt/30Vdc/.1A/35'Cd/Narrow Extl Wt | Switch,Mech Flt/30Vdc/.1A/35'Cd/Narrow Extl Wt | https://www.zoellerpumps.com/en-us/products/alarms/switches | EA | 126 |  | 53514191009 | 3 | LB | 8 | 5 | 8 | 24 Months | NO
10-2068 | Switch,Mech Flt/30Vdc/.1A/50'Cd/Narrow/Extl Wt | Switch,Mech Flt/30Vdc/.1A/50'Cd/Narrow/Extl Wt | https://www.zoellerpumps.com/en-us/products/alarms/switches | EA | 147 |  | 53514191016 | 3.5 | LB | 8 | 5 | 8 | 24 Months | NO
10-2069 | Float Tree,Asm/W-3 Milliampmaster Floats | Float Tree,Asm/W-3 Milliampmaster Floats | https://www.zoellerpumps.com/en-us/products/alarms/switches | EA | 406 |  | 53514191023 | 9 | LB | 38 | 4.75 | 4.75 | 12 Months | NO
10-2070 | Float Tree,Asm/W-4 Milliampmaster Floats | Float Tree,Asm/W-4 Milliampmaster Floats | https://www.zoellerpumps.com/en-us/products/alarms/switches | EA | 471 |  | 53514191030 | 9 | LB | 38 | 4.75 | 4.75 | 12 Months | NO
10-2145 | J-Box Sim/2 Flt/Nema 4X/810/815 | J-Box Sim/2 Flt/Nema 4X/810/815 | https://www.zoellerpumps.com/en-us/products/alarms/switches | EA | 646 |  | 53514197377 | 2.5 | LB | 10.25 | 10.25 | 10.5 | 12 Months | NO
10-2148 | Control,Panel/120V/30'Cd/Mech/Blower/Fusion/Clarus |  |  | EA | 1342 |  | 53514197919 | 5 | LB | 10 | 19.5 |  | 24 Months | NO
10-2149 | Control,Sim/Oil Smart/115V/1Ph/Alarm & Pump Switch | Control,Sim/Oil Smart/115V/1Ph/Alarm & Pump Switch |  | EA | 3553 |  | 53514205669 | 12 | LB | 10 | 19.5 | 21.5 | 24 Months | NO
10-2150 | Control,Dup/Oil Smart/115V/1Ph/Alarm & Pump Switch | Control,Dup/Oil Smart/115V/1Ph/Alarm & Pump Switch | https://www.zoellerpumps.com/en-us/products/alarms/controls/duplex-alternator | EA | 4681 |  | 53514205676 | 18 | LB | 12 | 15 | 18 | 24 Months | NO
10-2152 | Rod,Float-Asm/4 Flt 120"Hi Hd Step System | Rod,Float-Asm/4 Flt 120"Hi Hd Step System |  | EA | 194 |  | 53514197827 | 4.325 | LB | 4.75 | 4.75 | 38 | 12 Months | NO
10-2162 | Bracket,Fs Asm (6 Flt) | Bracket,Fs Asm (6 Flt) |  | EA | 145 |  | 53514198695 | 12 | LB | 10 | 10 | 10 | 12 Months | NO
10-2196 | Rod,Float-Asm/4Flt/72"/HH Step System | Rod,Float-Asm/4Flt/72"/HH Step System |  | EA | 159 |  | 53514201753 | 2 | LB | 4.75 | 4.75 | 38 | 12 Months | NO
10-2209 | Rod,Float-Asm/4 Flt 84" High Head Step System | Rod,Float-Asm/4 Flt 84" High Head Step System |  | EA | 164 |  | 53514202767 | 4.5 | LB | 4.75 | 4.75 | 38 | 12 Months | NO
10-2220 | Kit,Starter Models 6120/6121/GE Relay | Kit,Starter Models 6120/6121/GE Relay |  | EA | 268 |  | 53514204198 | 2 | LB | 7.25 | 5.5 | 5 | 12 Months | NO
10-2221 | Kit,Starter Models 611/621/GE Relay | Kit,Starter Models 611/621/GE Relay |  | EA | 297 |  | 53514204204 | 2 | LB | 7.25 | 5.5 | 5 | 12 Months | NO
10-2264 | Control,Dup/200/230/460V/3Ph/4X/6-10A/IS/Ext Opt |  |  | EA | 6804 |  | 53514206680 | 40 | LB | 9.5 | 20.5 | 23.5 | 12 Months | NO
10-2284 | Control,Sim/Oil Smart/220V/1Ph/50Hz | Control,Sim/Oil Smart/220V/1Ph/50Hz | https://www.zoellerpumps.com/en-us/products/elevator-systems/oil-guard | EA | 3787 |  | 53514208066 | 12 | LB | 14 | 4.5 | 6 | 24 Months | NO
10-2285 | Control,Dup/Oil Smart/220V/1Ph/50Hz | Control,Dup/Oil Smart/220V/1Ph/50Hz | https://www.zoellerpumps.com/en-us/products/elevator-systems/oil-guard | EA | 5336 |  | 53514208073 | 18 | LB | 12 | 15 | 18 | 24 Months | NO
10-2316 | Bracket,Lifting SS/Z-Rail/130,140,260,270 Series | Bracket,Lifting SS/EZ Out/130,140,260,270 Series |  | EA | 59 |  | 53514211998 | 1 | LB | 6 | 6 | 8 | 12 Months | NO
10-2327 | Float Tree,Asm/W-1 Float For Use WithEffluent Filter | Float Tree,Asm/W-1 Float For Use WithEffluent Filter |  | EA | 151 |  | 53514212742 | 2.5 | LB | 38 | 4.75 | 4.75 | 12 Months | NO
10-2336 | Control,Box 230V/3 Wire/.5Hp/Potable-Water Turbine Pump | Control,Box 230V/3 Wire/.5Hp/Potable-Water Turbine Pump | https://www.zoellerpumps.com/en-us/products/potable-water | EA | 162 |  | 53514215262 | 3 | LB | 5.5 | 3.5 | 9 | 24 Months | NO
10-2337 | Control,Box 230V/3 Wire/.75Hp/Potable-Water Turbine Pump | Control,Box 230V/3 Wire/.75Hp/Potable-Water Turbine Pump | https://www.zoellerpumps.com/en-us/products/potable-water | EA | 174 |  | 53514215286 | 3 | LB | 5.5 | 3.5 | 9 | 24 Months | NO
10-2338 | Control,Box 230V/3 Wire/1Hp/Potable-Water Turbine Pump | Control,Box 230V/3 Wire/1Hp/Potable-Water Turbine Pump | https://www.zoellerpumps.com/en-us/products/potable-water | EA | 178 |  | 53514215309 | 3 | LB | 5.5 | 3.5 | 9 | 24 Months | NO
10-2339 | Control,Pumptec/IR/.5-1.5Hp/115/230V/2 or 3 Wire | Control,Pumptec/IR/.5-1.5Hp/115/230V/2 or 3 Wire | https://www.zoellerpumps.com/en-us/products/potable-water | EA | 614 |  | 53514215323 | 3 | LB | 3.3 | 8.9 | 5.25 | 24 Months | NO
10-2340 | Control,Pumptec/.5-5Hp/230V/2 or 3 Wire | Control,Pumptec/.5-5Hp/230V/2 or 3 Wire | https://www.zoellerpumps.com/en-us/products/potable-water | EA | 1200 |  | 53514215347 | 6 | LB | 0 | 0 | 0 | 24 Months | NO
10-2341 | Control, QD Pumptec/.5-1Hp/230V/Mounts in QD Relay Control Box | Control, QD Pumptec/.5-1Hp/230V/Mounts in QD Relay Control Box | https://www.zoellerpumps.com/en-us/products/potable-water | EA | 432 |  | 53514215361 | 8 | LB | 0 | 0 | 0 | 12 Months | NO
10-2342 | Fitting,Package Complete Submersible-Potable Water Pump | Fitting,Package Complete Submersible-Potable Water Pump | https://www.zoellerpumps.com/en-us/products/potable-water | EA | 236 |  | 53514215385 | 25 | LB | 6.5 | 6.5 | 11.5 | 12 Months | NO
10-2343 | Protector,Cable | Protector,Cable | https://www.zoellerpumps.com/en-us/products/potable-water | EA | 22 |  | 53514215408 | 0.5 | LB | 0 | 0 | 0 | 12 Months | NO
10-2344 | Kit,Heat Shrink Splice | Kit,Heat Shrink Splice | https://www.zoellerpumps.com/en-us/products/potable-water | EA | 15 |  | 53514215422 | 0.04 | LB | 3 | 0.5 | 5 | 12 Months | NO
10-2345 | Fitting,Adjustable 4"-8" Torque Arrestor | Fitting,Adjustable 4"-8" Torque Arrestor | https://www.zoellerpumps.com/en-us/products/potable-water | EA | 29 |  | 53514215446 | 2.34 | LB | 0 | 0 | 0 | 12 Months | NO
10-2346 | Fitting,Bronze Pitless Adapter | Fitting,Bronze Pitless Adapter | https://www.zoellerpumps.com/en-us/products/potable-water | EA | 116 |  | 53514215460 | 15 | LB | 0 | 0 | 0 | 12 Months | NO
10-2347 | Valve,Pressure Relief/75 Psi MaxFor 1/2"NPT | Valve,Pressure Relief/75 Psi MaxFor 1/2"NPT | https://www.zoellerpumps.com/en-us/products/potable-water | EA | 22 |  | 53514215484 | 0.5 | LB | 0 | 0 | 0 | 12 Months | NO
10-2350 | Kit, Potting/ J-Box/ 3M Products"2135" | Kit, Potting/ J-Box/ 3M Products"2135" | https://www.zoellerpumps.com/en-us/products/potable-water | EA | 167 |  | 53514213916 | 0.405 | LB | 1.875 | 5.375 | 8.125 | 12 Months | NO
10-2353 | Ejector,Shallow Well (for 460) | Ejector,Shallow Well (for 460) | https://www.zoellerpumps.com/en-us/products/potable-water | EA | 117 |  | 53514218768 | 4.5 | LB | 4.25 | 4.25 | 14 | 12 Months | NO
10-2354 | Ejector,Shallow Well (for 463) | Ejector,Shallow Well (for 463) | https://www.zoellerpumps.com/en-us/products/potable-water | EA | 117 |  | 53514218782 | 4.5 | LB | 4.25 | 4.25 | 14 | 12 Months | NO
10-2355 | Ejector,Deep Well (for 460,462&463) | Ejector,Deep Well (for 460,462&463) | https://www.zoellerpumps.com/en-us/products/potable-water | EA | 137 |  | 53514218805 | 5.5 | LB | 4.25 | 4.25 | 14 | 12 Months | NO
10-2356 | Ejector,Deep Well (for 460&462) | Ejector,Deep Well (for 460&462) | https://www.zoellerpumps.com/en-us/products/potable-water | EA | 129 |  | 53514218829 | 5.5 | LB | 4.25 | 4.25 | 14 | 12 Months | NO
10-2357 | Ejector,Deep Well (for 463) | Ejector,Deep Well (for 463) | https://www.zoellerpumps.com/en-us/products/potable-water | EA | 129 |  | 53514218843 | 5.5 | LB | 4.25 | 4.25 | 14 | 12 Months | NO
10-2358 | Ejector,Deep Well (for 463) | Ejector,Deep Well (for 463) | https://www.zoellerpumps.com/en-us/products/potable-water | EA | 151 |  | 53514218867 | 5.5 | LB | 4.25 | 4.25 | 14 | 12 Months | NO
10-2359 | Kit,Flow control (for 460,462&463) | Kit,Flow control (for 460,462&463) | https://www.zoellerpumps.com/en-us/products/potable-water | EA | 57 |  | 53514218881 | 1 | LB | 3.5 | 3.5 | 5.5 | 12 Months | NO
10-2360 | Kit,Switch & Governor Replacement | Kit,Switch & Governor Replacement | https://www.zoellerpumps.com/en-us/products/potable-water | EA | 58 |  | 53514218904 | 1 | LB | 4.5 | 1.5 | 5.5 | 12 Months | NO
10-2361 | Valve,Foot-1" X 1-1/4"/Dual Purpose/Bronze | Valve,Foot-1" X 1-1/4"/Dual Purpose/Bronze | https://www.zoellerpumps.com/en-us/products/potable-water | EA | 66 |  | 53514218928 | 1 | LB | 0 | 0 | 0 | 12 Months | NO
10-2367 | Tank,Diaphragm/4.5 Gallon | Tank,Diaphragm/4.5 Gallon | https://www.zoellerpumps.com/en-us/products/potable-water | EA | 183 |  | 53514218942 | 10 | LB | 11.5 | 11.5 | 15.3 | 12 Months | NO
10-2368 | Tank,Vertical Diaphragm/Air-E-Tainer/14 Gallon/Steel | Tank,Vertical Diaphragm/Air-E-Tainer/14 Gallon/Steel | https://www.zoellerpumps.com/en-us/products/potable-water | EA | 453 |  | 53514218966 | 27 | LB | 16.5 | 23 | 16.5 | 12 Months | NO
10-2369 | Tank,Vertical Diaphragm/Air-E-Tainer/20 Gallon/Steel | Tank,Vertical Diaphragm/Air-E-Tainer/20 Gallon/Steel | https://www.zoellerpumps.com/en-us/products/potable-water | EA | 407 |  | 53514218980 | 35 | LB | 16.5 | 32 | 16.5 | 12 Months | NO
10-2370 | Tank,Vertical Diaphragm/Air-E-Tainer/32 Gallon/Steel | Tank,Vertical Diaphragm/Air-E-Tainer/32 Gallon/Steel | https://www.zoellerpumps.com/en-us/products/potable-water | EA | 654 |  | 53514219000 | 53 | LB | 16.5 | 44 | 16.5 | 12 Months | NO
10-2371 | Tank,Vertical Diaphragm/Air-E-Tainer/44 Gallon/Steel | Tank,Vertical Diaphragm/Air-E-Tainer/44 Gallon/Steel | https://www.zoellerpumps.com/en-us/products/potable-water | EA | 1064 |  | 53514219024 | 66 | LB | 14 | 8.5 | 14 | 12 Months | NO
10-2372 | Stand, Air-E-Tainer/Jet Pump | Stand, Air-E-Tainer/Jet Pump | https://www.zoellerpumps.com/en-us/products/potable-water | EA | 49 |  | 53514219048 | 3.5 | LB | 8.5 | 5.5 | 1.5 | 12 Months | NO
10-2373 | Kit, Hook Up(for10-2368&10-2369) w/Stand | Kit, Hook Up(for10-2368&10-2369) w/Stand | https://www.zoellerpumps.com/en-us/products/potable-water | EA | 134 |  | 53514219062 | 8 | LB | 10.25 | 5.5 | 12.5 | 12 Months | NO
10-2374 | Tank, Expansion/Water Heater(2.1 Gal) | Tank, Expansion/Water Heater(2.1 Gal) | https://www.zoellerpumps.com/en-us/products/potable-water | EA | 137 |  | 53514219086 | 7 | LB | 8 | 8 | 8 | 12 Months | NO
10-2375 | Tank, Expansion/Water Heater(4.5 Gal) | Tank, Expansion/Water Heater(4.5 Gal) | https://www.zoellerpumps.com/en-us/products/potable-water | EA | 177 |  | 53514219109 | 10 | LB | 12 | 12 | 12 | 12 Months | NO
10-2376 | Switch, Pressure/20-40 PSI | Switch, Pressure/20-40 PSI | https://www.zoellerpumps.com/en-us/products/potable-water | EA | 34 |  | 53514219123 | 1 | LB | 0 | 0 | 0 | 12 Months | NO
10-2377 | Switch, Pressure/30-50 PSI | Switch, Pressure/30-50 PSI | https://www.zoellerpumps.com/en-us/products/potable-water | EA | 34 |  | 53514219147 | 1 | LB | 0 | 0 | 0 | 12 Months | NO
10-2378 | Switch, Low Pressure Cut Off/20-40 PSI | Switch, Low Pressure Cut Off/20-40 PSI | https://www.zoellerpumps.com/en-us/products/potable-water | EA | 70 |  | 53514219161 | 1 | LB | 4 | 4 | 4 | 12 Months | NO
10-2379 | Gauge, Pressure/100 PSI | Gauge, Pressure/100 PSI | https://www.zoellerpumps.com/en-us/products/potable-water | EA | 32 |  | 53514219185 | 1 | LB | 0 | 0 | 0 | 12 Months | NO
10-2380 | Gauge, Pressure/200 PSI | Gauge, Pressure/200 PSI | https://www.zoellerpumps.com/en-us/products/potable-water | EA | 21 |  | 53514219208 | 1 | LB | 0 | 0 | 0 | 12 Months | NO
10-2381 | Kit,Hook Up (for 10-2367) | Kit,Hook Up (for 10-2367) | https://www.zoellerpumps.com/en-us/products/potable-water | EA | 37 |  | 53514219222 | 8 | LB | 0 | 0 | 0 | 12 Months | NO
10-2421 | Stand,Pump Kit | Stand,Pump Kit | https://www.zoellerpumps.com/en-us/products/accessories/pump-stand | EA | 29 |  | 53514226459 | 1.25 | LB | 3 | 15 | 15 | 12 Months | NO
10-2487 | Control,Sim/230V/1Ph/4X/Is/21.0-30.0A/EX6220/Ext. Opt | Control,Sim/230V/1Ph/4X/Is/21.0-30.0A/EX6220/Ext. Opt | https://www.zoellerpumps.com/en-us/products/alarms/controls/simplex-panels | EA | 3623 |  | 53514232351 | 25 | LB | 21.5 | 10 | 19.5 | 24 Months | NO
10-2488 | Control,Sim/230V/1Ph/4X/Is/31-40A/EX6221/Ext Opt | Control,Sim/230V/1Ph/4X/Is/31-40A/EX6221/Ext Opt | https://www.zoellerpumps.com/en-us/products/alarms/controls/simplex-panels | EA | 3789 |  | 53514232399 | 20 | LB | 21.5 | 10 | 19.5 | 24 Months | NO
10-2489 | Control,Sim/208/240/480V/3Ph/4X/Is/48.0-65.0FLA/Ext Opt | Control,Sim/208/240/480V/3Ph/4X/Is/48.0-65.0FLA/Ext Opt | https://www.zoellerpumps.com/en-us/products/alarms/controls/simplex-panels | EA | 5737 |  | 53514232535 | 18 | LB | 21.5 | 10 | 19.5 | 24 Months | NO
10-2491 | Control,Sim/575V/3Ph/4X/Is/13.0-18.0FLA/Ext Opt | Control,Sim/575V/3Ph/4X/Is/13.0-18.0FLA/Ext Opt | https://www.zoellerpumps.com/en-us/products/alarms/controls/simplex-panels | EA | 3970 |  | 53514232412 | 18 | LB | 21.5 | 10 | 19.5 | 24 Months | NO
10-2492 | Control,Sim/575V/3Ph/4X/Is/20-25FLA/Ext Opt | Control,Sim/575V/3Ph/4X/Is/20-25FLA/Ext Opt | https://www.zoellerpumps.com/en-us/products/alarms/controls/simplex-panels | EA | 3988 |  | 53514232436 | 18 | LB | 21.5 | 10 | 19.5 | 24 Months | NO
10-2493 | Control,Dup/230V/1Ph/4X/Is/21.0-30.0A/EX6220/Ext. Opt | Control,Dup/230V/1Ph/4X/Is/21.0-30.0A/EX6220/Ext. Opt | https://www.zoellerpumps.com/en-us/products/alarms/controls/duplex-alternator | EA | 8059 |  | 53514232450 | 40 | LB | 28 | 14 | 36 | 24 Months | NO
10-2494 | Control,Dup/230V/1Ph/4X/IS/31-40A/EX6221/Ext Opt | Control,Dup/230V/1Ph/4X/IS/31-40A/EX6221/Ext Opt | https://www.zoellerpumps.com/en-us/products/alarms/controls/duplex-alternator | EA | 8070 |  | 53514232474 | 40 | LB | 28 | 14 | 36 | 24 Months | NO
10-2495 | Control,Dup/208/240/480V/3Ph/4X/IS/48.0-65.0FLA/Ext Opt | Control,Dup/208/240/480V/3Ph/4X/IS/48.0-65.0FLA/Ext Opt | https://www.zoellerpumps.com/en-us/products/alarms/controls/duplex-alternator | EA | 9481 |  | 53514232573 | 22 | LB | 31.5 | 16.5 | 23.5 | 24 Months | NO
10-2497 | Control,Dup/575V/3Ph/4X/IS/13.0-18.0FLA/Ext Opt | Control,Dup/575V/3Ph/4X/IS/13.0-18.0FLA/Ext Opt | https://www.zoellerpumps.com/en-us/products/alarms/controls/duplex-alternator | EA | 4982 |  | 53514232498 | 22 | LB | 31.5 | 16.5 | 23.5 | 24 Months | NO
10-2498 | Control,Dup/575V/3Ph/4X/IS/20-25FLA/Ext Opt | Control,Dup/575V/3Ph/4X/IS/20-25FLA/Ext Opt | https://www.zoellerpumps.com/en-us/products/alarms/controls/duplex-alternator | EA | 5323 |  | 53514232511 | 22 | LB | 31.5 | 16.5 | 23.5 | 24 Months | NO
10-2516 | Control,Sim/115V/1Ph/0-1Hp/Oil Smart/VLFS | Control,Sim/115V/1Ph/0-1Hp/Oil Smart/VLFS | https://www.zoellerpumps.com/en-us/products/alarms/controls/simplex-panels | EA | 2303 |  | 53514233570 | 10 | LB | 10 | 19.5 | 21.5 | 24 Months | NO
10-2614 | A-Pak 120V/1Ph/50-60Hz/15'Mfs/Nema 1/CSA/Auxillary Alarm Contacts | A-Pak 120V/1Ph/50-60Hz/15'Mfs/Nema 1/CSA/Auxillary Alarm Contacts | https://www.zoellerpumps.com/en-us/products/alarms#standard | EA | 237 |  | 53514251352 | 2.75 | LB | 7.5 | 4.5 | 7.5 | 24 Months | NO
10-2624 | Rod,Float-Asm/2 Flt 108"Hi Hd Step System |  |  | EA | 133 |  | 53514250096 | 4.325 | LB | 4.75 | 4.75 |  | 12 Months | NO
10-2625 | Rod,Float-Asm/3 Flt 108"Hi Hd Step System |  |  | EA | 157 |  | 53514250133 | 4.325 | LB | 4.75 | 4.75 |  | 12 Months | NO
10-2626 | Rod,Float-Asm/4 Flt 108"Hi Hd Step System |  |  | EA | 179 |  | 53514250232 | 4.325 | LB | 4.75 | 4.75 |  | 12 Months | NO
10-2698 | Control,Sim/240V/50Hz/1P/4X/7-15Fla/Ext Opt |  |  | EA | 1708 |  | 53514261498 | 16 | LB | 16 | LB | LB | 12 Months | NO
10-2699 | Control,Dup/240V/50Hz/1P/4X/7-15Fla/Ext Opt |  |  | EA | 2190 |  | 53514261511 | 19 | LB | 19 | LB | LB | 12 Months | NO
10-2709 | Control,Sim/Auto Rev/200-230V/1P/4X/15-20.0FLA/IS/Ext Opt | Control,Sim/Auto Rev/200-230V/1P/4X/15-20.0FLA/IS/Ext Opt | https://www.zoellerpumps.com/en-us/products/alarms/controls/simplex-panels | EA | 4297 |  | 53514267971 | 30 | LB | 24 | 16 | 32 | 24 Months | NO
10-2710 | Control,Sim/Auto Rev/200-230-460V/3P/4X/9-14A/IS/Ext Opt | Control,Sim/Auto Rev/200-230-460V/3P/4X/9-14A/IS/Ext Opt | https://www.zoellerpumps.com/en-us/products/alarms/controls/simplex-panels | EA | 4744 |  | 53514267995 | 25 | LB | 21 | 10 | 24 | 24 Months | NO
10-2711 | Control,Sim/Auto Rev/200-230-460V/3P/4X/4-6.3A/IS/Ext Opt | Control,Sim/Auto Rev/200-230-460V/3P/4X/4-6.3A/IS/Ext Opt | https://www.zoellerpumps.com/en-us/products/alarms/controls/simplex-panels | EA | 4512 |  | 53514268015 | 25 | LB | 14 | 6 | 16 | 24 Months | NO
10-2712 | Control,Sim/Auto Rev/575V/3P/4X/4-6.3A/IS/Ext Opt | Control,Sim/Auto Rev/575V/3P/4X/4-6.3A/IS/Ext Opt | https://www.zoellerpumps.com/en-us/products/alarms/controls/simplex-panels | EA | 4512 |  | 53514268039 | 25 | LB | 14 | 6 | 16 | 24 Months | NO
10-2713 | Control,Dup/Auto Rev/200-230V/1P/4X/15-20A/IS/Ext Opt | Control,Dup/Auto Rev/200-230V/1P/4X/15-20A/IS/Ext Opt | https://www.zoellerpumps.com/en-us/products/alarms/controls/duplex-alternator | EA | 7315 |  | 53514268053 | 34 | LB | 20 | 10 | 28 | 24 Months | NO
10-2714 | Control,Dup/Auto Rev/200-230-460V/3P/4X/9-14A/IS/Ext Opt | Control,Dup/Auto Rev/200-230-460V/3P/4X/9-14A/IS/Ext Opt | https://www.zoellerpumps.com/en-us/products/alarms/controls/duplex-alternator | EA | 7173 |  | 53514268077 | 40 | LB | 24 | 16 | 32 | 24 Months | NO
10-2715 | Control,Dup/Auto Rev/200-230-460V/3P/4X/4-6.3A/IS/Ext Opt | Control,Dup/Auto Rev/200-230-460V/3P/4X/4-6.3A/IS/Ext Opt | https://www.zoellerpumps.com/en-us/products/alarms/controls/duplex-alternator | EA | 7209 |  | 53514268091 | 40 | LB | 24 | 16 | 32 | 24 Months | NO
10-2716 | Control,Dup/Auto Rev/575V/3P/4X/4-6.3A/IS/Ext Opt | Control,Dup/Auto Rev/575V/3P/4X/4-6.3A/IS/Ext Opt | https://www.zoellerpumps.com/en-us/products/alarms/controls/duplex-alternator | EA | 6648 |  | 53514268114 | 40 | LB | 24 | 16 | 32 | 24 Months | NO
10-2717 | Control,Sim/200-230V/1Ph/4X/15-20A/IS/X841/X842/Ext Opt | Control,Sim/200-230V/1Ph/4X/15-20A/IS/X841/X842/Ext Opt | https://www.zoellerpumps.com/en-us/products/alarms/controls/simplex-panels | EA | 3616 |  | 53514268138 | 24 | LB | 14 | 6 | 16 | 24 Months | NO
10-2720 | Control,Sim/575V/3Ph/4X/4-6.3A/IS/X841/X842/Ext Opt | Control,Sim/575V/3Ph/4X/4-6.3A/IS/X841/X842/Ext Opt | https://www.zoellerpumps.com/en-us/products/alarms/controls/simplex-panels | EA | 3831 |  | 53514268190 | 24 | LB | 14 | 6 | 16 | 24 Months | NO
10-2721 | Control,Dup/200-230V/1Ph/4X/15-20A/IS/X841/X842/Ext. Opt | Control,Dup/200-230V/1Ph/4X/15-20A/IS/X841/X842/Ext. Opt | https://www.zoellerpumps.com/en-us/products/alarms/controls/duplex-alternator | EA | 5902 |  | 53514268213 | 30 | LB | 24 | 16 | 32 | 24 Months | NO
10-2724 | Control,Dup/575V/3Ph/4X/4-6.3A/IS/X841/X842/Ext. Opt | Control,Dup/575V/3Ph/4X/4-6.3A/IS/X841/X842/Ext. Opt | https://www.zoellerpumps.com/en-us/products/alarms/controls/duplex-alternator | EA | 4925 |  | 53514268275 | 26 | LB | 14 | 6 | 16 | 24 Months | NO
10-2761 | Control,Dup/220/380/440V/3Ph/50Hz/4X/4.0-6.3Fla/Ext Opt |  |  | EA | 2846 |  | 53514267216 | 22 | LB | 22 | LB | LB | 12 Months | NO
10-2805 | Control,Panel/220V/50Hz/30'Cd/Mech/Blower/ZF-450-800 Fusion |  |  | EA | 2199 |  | 53514273132 | 20 | LB | 9.5 | 19.5 |  | 24 Months | NO
10-2811 | Control,Dup/220/380/440V/3Ph/50Hz/4X/2.5-4.0Fla/Ext Opt |  |  | EA | 3088 |  | 53514277864 | 21 | LB | 21 | LB | LB | 12 Months | NO
10-3045 | Control,Panel/120V/60Hz/30'Cd/Mech/Blower/Fusion/Single Air Sensor/Clarus |  |  | EA | 898 |  | 53514299606 | 8 | LB | 9.5 | 19.5 |  | 24 Months | NO
10-3046 | Control,Panel/220V/50Hz/30'Cd/Mech/Blower/Fusion/Single Air Sensor/Clarus |  |  | EA | 1840 |  | 53514299620 | 8 | LB | 9.5 | 19.5 |  | 24 Months | NO
10-3050 | Kit,Extension/QJ Ultima "202"/White | Kit,Extension/QJ Ultima "202"/White | https://www.zoellerpumps.com/en-us/products/toilet-grinder/qwik-jon-ultima | EA | 104 |  | 53514300197 | 5 | LB | 4.5 | 4.5 | 30 | 12 Months | NO
10-3052 | Control,Dup/380V/50Hz/3Ph/4X/1.6-2.5Fla/Ext Opt |  |  | EA | 3196 |  | 53514300951 | 22 | LB | 22 | LB | LB | 12 Months | NO
10-3074 | Control,Sim/208-240-480V/3Ph/4X/37-50A/SL & TCO(See Overview) | Control,Sim/208-240-480V/3Ph/4X/37-50A/SL & TCO | https://www.zoellerpumps.com/en-us/products/alarms/controls/simplex-panels | EA | 3542 |  | 53514305574 | 26 | LB | 12 | 6 | 14 | 24 Months | NO
10-3075 | Control,Dup/208-240-480V/3Ph/4X/37-50A/SL & TCO(See Overview) | Control,Dup/208-240-480V/3Ph/4X/37-50A/SL & TCO | https://www.zoellerpumps.com/en-us/products/alarms/controls/duplex-alternator | EA | 5965 |  | 53514305598 | 30 | LB | 20 | 10 | 28 | 24 Months | NO
10-3092 | Control,Sim/208-240-480V/3Ph/4X/37-50A/IIntrinsicaly Safe/SL & TCO | Control,Sim/208-240-480V/3Ph/4X/37-50A/IIntrinsicaly Safe/SL & TCO | https://www.zoellerpumps.com/en-us/products/alarms/controls/explosion-proof | EA | 4984 |  | 53514307998 | 26 | LB | 16 | 8 | 18 | 24 Months | NO
10-3093 | Control,Dup/208-240-480V/3Ph/4X/37-50A/Intrinsicaly Safe/SL & TCO | Control,Dup/208-240-480V/3Ph/4X/37-50A/Intrinsicaly Safe/SL & TCO | https://www.zoellerpumps.com/en-us/products/alarms/controls/explosion-proof | EA | 7497 |  | 53514308018 | 26 | LB | 20 | 10 | 28 | 24 Months | NO
10-3149 | Alarm System,Oil Smart W/Lights & Dry Contacts/20'Cd/220V/50Hz |  |  | EA | 1857 |  | 53514311599 | 5.5 | LB | 5.5 | LB | LB | 12 Months | NO
10-3157 | Control,Sim/Auto Rev/200-230/1P/50Hz/4X/15-20FLA/Ext Op |  |  | EA | 2429 |  | 53514312022 | 19 | LB | 19 | LB | LB | 12 Months | NO
10-3158 | Control,Dup/Auto Rev/200/230/1P/4X/50Hz/15-20FLA/Ext Op |  |  | EA | 5139 |  | 53514312046 | 26 | LB | 26 | LB | LB | 12 Months | NO
10-3159 | Control,Sim/Auto Rev/200/230/460V/3Ph/50Hz/4x/Ext Opt |  |  | EA | 2907 |  | 53514312053 | 21 | LB | 21 | LB | LB | 12 Months | NO
10-3160 | Control,Dup/Auto Rev/200/230/460/3P/50Hz/4.0-6.3A/Ext. Opt |  |  | EA | 4052 |  | 53514312060 | 21 | LB | 21 | LB | LB | 12 Months | NO
10-3207 | Control,Sim/115/200/230V/1Ph/4X/0-12Fla/Pump W-Wired In Float & Man Run/810/815 | Control,Sim/115/200/230V/1Ph/4X/0-12Fla/Pump W-Wired In Float & Man Run/810/815 | https://www.zoellerpumps.com/en-us/products/grinder-pumps#progressing-cavity | EA | 970 |  | 53514315139 | 12 | LB | 18 | 7.5 | 15 | 24 Months | NO
10-3237 | Switch Asm, IS Mechanical Float-(3) Floats & Brackets | Switch Asm, IS Mechanical Float-(3) Floats & Brackets | https://www.zoellerpumps.com/en-us/products/alarms/switches | EA | 490 |  | 53514317218 | 10 | LB | 12.25 | 12.25 | 12.25 | 24 Months | NO
10-3238 | Switch Asm, IS Mechanical Float-(4) Floats & Brackets | Switch Asm, IS Mechanical Float-(4) Floats & Brackets | https://www.zoellerpumps.com/en-us/products/alarms/switches | EA | 635 |  | 53514321956 | 14 | LB | 12.25 | 12.25 | 12.25 | 24 Months | NO
10-3243 | Control,Sim/220V/1PH/50Hz/4X/0-7Fla/Ext Opt |  |  | EA | 1417 |  | 53514317478 | 15 | LB | 15 | LB | LB | 12 Months | NO
10-3244 | Control,Dup/220V/1P/50Hz/4X/0-7A/Alm/Ext Opt |  |  | EA | 2018 |  | 53514317485 | 19 | LB | 19 | LB | LB | 12 Months | NO
10-3245 | Control,Sim/380V/3Ph/50Hz4X/1.6-2.5FLA/Ext Opt |  |  | EA | 2207 |  | 53514317492 | 18 | LB | 18 | LB | LB | 12 Months | NO
10-3246 | Control,Sim/380V/3Ph/50Hz/4X/2.5-4.0A/Ext Opt |  |  | EA | 2207 |  | 53514317508 | 17 | LB | 17 | LB | LB | 12 Months | NO
10-3247 | Control,Sim/220V/1Ph/50Hz/4X/7-15FLA/Ext Opt |  |  | EA | 2074 |  | 53514317515 | 16 | LB | 16 | LB | LB | 12 Months | NO
10-3248 | Control,Dup/220V/1P/50Hz/4X/7-15FLA/Ext. Opt |  |  | EA | 3282 |  | 53514317522 | 25 | LB | 25 | LB | LB | 12 Months | NO
10-3249 | Control,Sim/380V/3Ph/50Hz/4X/4.0-6.3A/Ext Opt |  |  | EA | 2532 |  | 53514317539 | 18 | LB | 18 | LB | LB | 12 Months | NO
10-3250 | Control,Dup/380V/3Ph/50Hz/4X/4.0-6.3A/Ext Opt |  |  | EA | 3573 |  | 53514317546 | 22 | LB | 22 | LB | LB | 12 Months | NO
10-3299 | Control,Dup/Auto Rev/200/230/460V/3P/4X/4.0-6.3A/Ext Opt/(See Overview) | Control,Dup/200/230/460V/3P/4X/4.0-6.3A/Auto Reversing/Ext Opt | https://www.zoellerpumps.com/en-us/products/alarms/controls/duplex-alternator | EA | 5449 |  | 53514323752 | 35 | LB | 24 | 16 | 32.5 | 24 Months | NO
10-3304 | Control,Dup/115/200/230V/1Ph/4X/15-20Fla/Ext Opt | Control,Dup/115/200/230V/1Ph/4X/15-20Fla/Ext Opt | https://www.zoellerpumps.com/en-us/products/alarms/controls/duplex-alternator | EA | 2651 |  | 53514324223 | 19 | LB | 9.5 | 20.5 | 22.5 | 24 Months | NO
10-3309 | Control,Dup/200/230/460V/3Ph/4X/2.5-4.0A/Ext Opt | Control,Dup/200/230/460V/3Ph/4X/2.5-4.0A/Ext Opt | https://www.zoellerpumps.com/en-us/products/alarms/controls/duplex-alternator | EA | 4019 |  | 53514324551 | 22 | LB | 23.5 | 9.5 | 20.5 | 24 Months | NO
10-3311 | Control,Sim/200/230/460V/3Ph/4X/2.5-4.0Fla/Ext Opt | Control,Sim/200/230/460V/3Ph/4X/2.5-4.0Fla/Ext Opt | https://www.zoellerpumps.com/en-us/products/alarms/controls/simplex-panels | EA | 2552 |  | 53514324575 | 20 | LB | 10 | 19.5 | 21.5 | 24 Months | NO
10-3322 | Control,Sim/200/230/460V/Is/9.0-14.0A/Ext Opt | Control,Sim/200/230/460V/Is/9.0-14.0A/Ext Opt | https://www.zoellerpumps.com/en-us/products/alarms/controls/simplex-panels | EA | 4521 |  | 53514324971 | 24 | LB | 21.5 | 10 | 19.5 | 24 Months | NO
10-3325 | Control,Sim/200/230/460V/3Ph/4X/Is/4.0-6.3A/Ext. Opt | Control,Sim/200/230/460V/3Ph/4X/Is/4.0-6.3A/Ext. Opt | https://www.zoellerpumps.com/en-us/products/alarms/controls/simplex-panels | EA | 4361 |  | 53514325008 | 24 | LB | 21.5 | 10 | 19.5 | 24 Months | NO
10-3329 | Control,Sim/120/208/240V/1Ph/4X/0-7A/Alarm/SF/Ext Opt | Control,Sim/120/208/240V/1Ph/4X/0-7A/Alarm/SF/Ext Opt | https://www.zoellerpumps.com/en-us/products/alarms/controls/simplex-panels | EA | 1512 |  | 53514325251 | 18 | LB | 21.5 | 10 | 19.5 | 24 Months | NO
10-3332 | Control,Dup/200/230/460V/3Ph/4X/9.0-14.0Fla/IS/Ext. Opt | Control,Dup/200/230/460V/3Ph/4X/9.0-14.0Fla/IS/Ext. Opt | https://www.zoellerpumps.com/en-us/products/alarms/controls/duplex-alternator | EA | 6489 |  | 53514325862 | 25 | LB | 9.5 | 20.5 | 23.5 | 24 Months | NO
10-3335 | Control,Dup/200/230/460V/3Ph/4X/9-14.0A/Ext Opt | Control,Dup/200/230/460V/3Ph/4X/9-14.0A/Ext Opt | https://www.zoellerpumps.com/en-us/products/alarms/controls/duplex-alternator | EA | 5757 |  | 53514326142 | 28 | LB | 23.5 | 9.5 | 20.5 | 24 Months | NO
10-3350 | Control,Dup/200/230/460V/3Ph/4X/2.5-4.0Fla/Ext Opt | Control,Dup/200/230/460V/3Ph/4X/2.5-4.0Fla/Ext Opt | https://www.zoellerpumps.com/en-us/products/alarms/controls/duplex-alternator | EA | 4227 |  | 53514327118 | 21 | LB | 9.5 | 20.5 | 23.5 | 24 Months | NO
10-3360 | Control,Dup/200/230/460V/3P/4X/4.0-6.3A/Ext Opt | Control,Dup/200/230/460V/3P/4X/4.0-6.3A/Ext Opt | https://www.zoellerpumps.com/en-us/products/alarms/controls/duplex-alternator | EA | 3537 |  | 53514327347 | 20 | LB | 23.5 | 9.5 | 20.5 | 24 Months | NO
10-3361 | Control,Dup/200/230/460V/3Ph/4X/17-23FLA/Ext Opt | Control,Dup/200/230/460V/3Ph/4X/17-23FLA/Ext Opt | https://www.zoellerpumps.com/en-us/products/alarms/controls/duplex-alternator | EA | 6490 |  | 53514327354 | 27 | LB | 20.5 | 9.5 | 23.5 | 24 Months | NO
10-3560 | Bracket, Lifting SS/Z-Rail/50,90,150 Series | Bracket, Lifting SS/Z-Rail/50,90,150 Series | https://www.zoellerpumps.com/en-us/products/accessories/rail-systems | EA | 75 |  | 53514346546 | 0 |  | 0 | 0 | 0 | 12 Months | NO
10-3561 | Bracket, Lifting SS/Z-Rail/140 Series | Bracket, Lifting SS/Z-Rail/140 Series | https://www.zoellerpumps.com/en-us/products/accessories/rail-systems | EA | 75 |  | 53514346553 | 0 |  | 0 | 0 | 0 | 12 Months | NO
10-3591 | Control,Panel/220V/50Hz/30'CD/Mech/Blower/zfl-2800-4000 Fusion |  |  | EA | 3167 |  | 53514344528 | 8 | LB | 9.5 | 19.5 |  | 24 Months | NO
10-3592 | Adapter-Cord Asm/Female Rectangular EQD To Male Round EQD/E-ONE | Adapter-Cord Asm/Rectangular EQD to Round EQD/E-ONE | https://www.zoellerpumps.com/en-us/products/grinder-pumps#progressing-cavity | EA | 445 |  | 53514343699 | 4 | LB | 0 | 0 | 0 | 12 Months | NO
10-3672 | Control,Sim/200/230/460V/3Ph/4X/2.5-4.0Fla/Ext Opt | Control,Sim/200/230/460V/3Ph/4X/2.5-4.0Fla/Ext Opt | https://www.zoellerpumps.com/en-us/products/alarms/controls/simplex-panels | EA | 2842 |  | 53514349813 | 20 | LB | 10 | 19.5 | 21.5 | 24 Months | NO
10-3829 | Lifting Bracket SS/Z-railL/803,805,807 Series | Lifting Bracket SS/Z-railL/803,805,807 Series | https://www.zoellerpumps.com/en-us/products/accessories/rail-systems | EA | 70 |  | 53514359201 | 0 |  | 0 | 0 | 0 | 12 Months | NO
10-3847 | Control,Sim/230V/1Ph/4X/Is/20-30FLA/EX7110/Ext. Opt | Control,Sim/230V/1Ph/4X/Is/20-30FLA/EX7110/Ext. Opt | https://www.zoellerpumps.com/en-us/products/alarms/controls/simplex-panels | EA | 3887 |  | 53514359577 | 25 | LB | 21.5 | 10 | 19.5 | 24 Months | NO
10-3848 | Control,Dup/230V/1Ph/4X/Is/20-30FLA/EX7110/Ext. Opt | Control,Dup/230V/1Ph/4X/Is/20-30FLA/EX7110/Ext. Opt | https://www.zoellerpumps.com/en-us/products/alarms/controls/duplex-alternator | EA | 6654 |  | 53514359584 | 26 | LB | 31.5 | 16.5 | 23.5 | 24 Months | NO
10-3850 | Control,Sim/Auto Rev/200/230/460/3P/4X/4.0-6.3A/Ext Opt/(See Overview) | Control,Sim/Auto Rev/200/230/460/3P/4X/4.0-6.3Fla/Ext Opt | https://www.zoellerpumps.com/en-us/products/alarms/controls/simplex-panels | EA | 3213 |  | 53514359683 | 22 | LB | 16.5 | 23.5 | 31.5 | 24 Months | NO
10-3851 | Control,Sim/Auto Rev/575V/3Ph/4X/4-6.3A/Ext Opt/(See Overview) | Control,Sim/Auto Rev/575V/3Ph/4X/4-6.3A/Ext Opt | https://www.zoellerpumps.com/en-us/products/alarms/controls/simplex-panels | EA | 3103 |  | 53514359690 | 22 | LB | 31.5 | 16.5 | 23.5 | 24 Months | NO
10-3852 | Control,Dup/Auto Rev/575V/3Ph/4X/4-6.3A/Ext Opt/(See Overview) | Control,Dup/Auto Rev/575V/3Ph/4X/4-6.3A/Ext Opt | https://www.zoellerpumps.com/en-us/products/alarms/controls/duplex-alternator | EA | 5200 |  | 53514359706 | 35 | LB | 24 | 16 | 32 | 24 Months | NO
10-3862 | Control,Dup/Auto Rev/575V/3Ph/4X/6-10A/Ext. Opt/(See Overview) |  |  | EA | 4728 |  | 53514360139 | 35 | LB | 35 | LB | LB | 12 Months | NO
10-3866 | Control,Dup/Auto Rev/575V/3Ph/4X/9-14A/Ext. Opt/(See Overview) |  |  | EA | 4836 |  | 53514360177 | 35 | LB | 35 | LB | LB | 12 Months | NO
104-0005 | Mini Drain 104(72) | Mini Drain 104(72) | https://www.zoellerpumps.com/en-us/products/sump-effluent-pumps/residential/model-72 | EA | 425 |  | 53514041717 | 16 | LB | 15 | 15 | 15 | 12 Months | NO
10-4011 | A-Pak Proprietary/120V/1Ph/50-60Hz/15'VRS/Nema 1/cCSAus | A-Pak Proprietary/120V/1Ph/50-60Hz/15'VRS/Nema 1/cCSAus | https://www.zoellerpumps.com/en-us/products/alarms#z-control-enabled | EA | 194 |  | 53514382889 | 0.5 | LB | 5 | 8 | 8 | 24 Months | NO
10-4012 | A-Pak Proprietary/120V/1Ph/50-60Hz/15'MFS/Nema 1/cCSAus | A-Pak Proprietary/120V/1Ph/50-60Hz/15'MFS/Nema 1/cCSAus | https://www.zoellerpumps.com/en-us/products/alarms#z-control-enabled | EA | 267 |  | 53514385354 | 1 | LB | 5 | 8 | 8 | 24 Months | NO
10-4013 | A-Pak Connected/120V/1Ph/50-60Hz/15'VRS/Nema 1/cCSAus | A-Pak Connected/120V/1Ph/50-60Hz/15'VRS/Nema 1/CSA | https://www.zoellerpumps.com/en-us/products/alarms#z-control-enabled | EA | 389 |  | 53514393007 | 0.5 | LB | 5 | 8 | 8 | 60 Months | NO
10-4014 | A-Pak Connected/120V/1Ph/50-60Hz/15'MFS/Nema 1/cCSAus | A-Pak Connected/120V/1Ph/50-60Hz/15'MFS/Nema 1/CSA | https://www.zoellerpumps.com/en-us/products/alarms#z-control-enabled | EA | 467 |  | 53514393021 | 1 | LB | 5 | 8 | 8 | 60 Months | NO
10-4166 | Control,Sim/200-230V/1P/4X/15-20FLA/Ext Opt/(See Overview) | Control,Sim/200-230V/1P/4X/15-20FLA/Ext Opt | https://www.zoellerpumps.com/en-us/products/alarms/controls/simplex-panels | EA | 2193 |  | 53514386900 | 15 | LB | 22 | 10 | 19 | 24 Months | NO
10-4462 | Control,Dup/110/200/230V/1Ph/4X/0-7Fla/Ext Opt No Floats(See Overview) | Control,Dup/110/200/230V/1Ph/4X/0-7Fla/Ext Opt No Floats | https://www.zoellerpumps.com/en-us/products/alarms/controls/duplex-alternator | EA | 1741 |  | 53514402563 | 19 | LB | 9.5 | 20 | 23.5 | 24 Months | NO
10-4463 | Control,Sim/110/200/230/1Ph/4X/0-7FLA/Ext Opt No Floats(See Overview) | Control,Sim/110/200/230/1Ph/4X/0-7FLA/Ext Opt No Floats | https://www.zoellerpumps.com/en-us/products/alarms/controls/simplex-panels | EA | 1097 |  | 53514402587 | 7.5 | LB | 18 | 7.5 | 15 | 24 Months | NO
10-4464 | Control,Dup/115/200/230V/1P/4X/7-15Fla/Ext Opt No Floats(See Overview) | Control,Dup/115/200/230V/1P/4X/7-15Fla/Ext Opt No Floats | https://www.zoellerpumps.com/en-us/products/alarms/controls/duplex-alternator | EA | 1889 |  | 53514402600 | 20 | LB | 9.5 | 19 | 22 | 24 Months | NO
10-4465 | Control,Sim/115/200/230V/1P/4X/7-15Fla/Ext Opt No Floats(SEE OVERVIEW) | Control,Sim/115/200/230V/1P/4X/7-15Fla/Ext Opt No Floats | https://www.zoellerpumps.com/en-us/products/alarms/controls/simplex-panels | EA | 1007 |  | 53514402624 | 16 | LB | 7.5 | 15 | 18 | 24 Months | NO
10-4506 | J-Box,Sim/ W-O Holes/(Field Installed) | J-Box,Sim/ W-O Holes/(Field Installed) |  | EA | 188 |  | 53514417826 | 0 | 0 | 0 | 0 | 0 | 12 Months | NO
10-4507 | J-Box,Dup/ W-O Holes/(Field Installed) | J-Box,Dup/ W-O Holes/(Field Installed) |  | EA | 211 |  | 53514417833 | 0 | 0 | 0 | 0 | 0 | 12 Months | NO
10-4508 | J-Box Sim/3 Flt/Nema 4X/"840"/(Field Installed)/(No Holes) |  |  | EA | 291 |  | 53514417819 | 0 | LB | 0 | 0 | 0 | 12 Months | NO
10-4509 | J-Box Dup/3 Flt/Nema 4X/"840"/(Field Installed)/(No Holes) |  |  | EA | 427 |  | 53514417840 | 0 | LB | 0 | 0 | 0 | 12 Months | NO
10-4536 | Control,Sim/115/200/230/1P/4X/15-20A/Alm/Ext Opt | Control,Sim/115/200/230/1P/4X/15-20A/Alm/Ext Opt | https://www.zoellerpumps.com/en-us/products/alarms/controls/simplex-panels | EA | 1147 |  | 53514414962 | 16 | LB | 18 | 7.5 | 15 | 24 Months | NO
10-4537 | Control,Sim/115/200/230V/1P/4X/20-30Fla/Ext Opt(See Overview) | Control,Sim/115/200/230V/1P/4X/20-30Fla/Ext Opt | https://www.zoellerpumps.com/en-us/products/alarms/controls/simplex-panels | EA | 1272 |  | 53514414986 | 17 | LB | 7.5 | 15 | 18 | 24 Months | NO
10-4539 | Control,Dup/115/200/230V/1P/4X/20-30Fla/Ext Opt(See Overview) | Control,Dup/115/200/230V/1P/4X/20-30Fla/Ext Opt | https://www.zoellerpumps.com/en-us/products/alarms/controls/duplex-alternator | EA | 1820 |  | 53514415068 | 18 | LB | 9.5 | 19 | 22 | 24 Months | NO
10-4540 | Control,Dup/115/200/230V/1P/4X/15-20A/Alm/Ext Opt(See Overview) | Control,Dup/115/200/230V/1P/4X/15-20A/Alm/Ext Opt | https://www.zoellerpumps.com/en-us/products/alarms/controls/duplex-alternator | EA | 1779 |  | 53514415044 | 19 | LB | 22 | 9.5 | 19 | 24 Months | NO
10-4660 | Switch, Floatless Sewage/SPB/115V/15'Cd/12Amp/.5Hp/cULus | Switch, Floatless Sewage/SPB/115V/15'Cd/12Amp/.5Hp/cULus | https://www.zoellerpumps.com/en-us/products/accessories/switches/floatless | EA | 271 |  | 53514435288 | 0 |  | 0 | 0 | 0 | 12 Months | NO
10-4698 | Valve Asm, Curb Stop 1.25" SS Lateral |  |  | EA | 563 |  | 53514437725 | 6 | LB | 6 | LB | LB | 12 Months | NO
10-4713 | Bracket, Lifting SS/Extended/(Grinder/Big Sewage) 8" |  |  | EA | 39 |  | 53514442736 | 2 | LB | 2 | LB | LB | 12 Months | NO
10-4751 | Hose,Flexible 1.25" X 18"/304 SS Braided (MNPT X FNPT Union)) | Hose,Flexible 1.25" X 18"/304 SS Braided (MNPT X FNPT Union)) |  | EA | 437 |  | 53514442460 | 1 | LB | 0 | 0 | 0 | 12 Months | NO
10-4824 | Adapter-Cord Asm/Male Rectangular EQD To Female Round EQD/E-ONE | Adapter-Cord Asm/Male Rectangular EQD To Female Round EQD/E-ONE | https://www.zoellerpumps.com/en-us/products/grinder-pumps/progressing-cavity/932-replacement | EA | 426 |  | 53514450625 | 4 | LB | 0 | 0 | 0 | 12 Months | NO
10-4828 | Kit,Anti-Siphon/SS/1.25" (6932 Models Only) |  |  | EA | 210 |  | 53514451288 | 2.5 | LB | 2.5 | LB | LB | 12 Months | NO
10-4866 | Extension Rod, Curb Box/48" Long/General Foundries PN 49048 |  |  | EA | 32 |  | 53514453268 | 6 | LB | 6 | LB | LB | 12 Months | NO
10-4867 | Buffalo,Curb Box/Sewer Marking Cover/42-60" Depth/General Foundries PN 37094E | Buffalo,Curb Box/Sewer Marking Cover/42-60" Depth/General Foundries PN 37094E | https://www.zoellerpumps.com/en-us/products/grinder-pumps/progressing-cavity/932-replacement | EA | 129 |  | 53514453275 | 40 | LB | 50 | 7.5 | 50 | 12 Months | NO
10-4875 | Buffalo,Curb Box/Sewer Marking Cover/30-42" Depth/General Foundries PN 37092D | Buffalo,Curb Box/Sewer Marking Cover/30-42" Depth/General Foundries PN 37092D | https://www.zoellerpumps.com/en-us/products/grinder-pumps/progressing-cavity/932-replacement | EA | 125 |  | 53514454357 | 35 | LB | 42 | 5 | 42 | 12 Months | NO
10-4876 | Extension Rod, Curb Box/24" Long/General Foundries PN 49024 |  |  | EA | 25 |  | 53514454364 | 4 | LB | 4 | LB | LB | 12 Months | NO
10-4877 | Extension Rod, Curb Box/36" Long/General Foundries PN 49036 |  |  | EA | 32 |  | 53514454371 | 5 | LB | 5 | LB | LB | 12 Months | NO
10-4893 | Valve Asm, Curb Stop 2" SS Lateral |  |  | EA | 996 |  | 53514455644 | 6.6 | LB | 6.6 | LB | LB | 12 Months | NO
10-4924 | Fitting,S.S. Anti-Siphon Device 1.25"NPT (w/Tee Fitting) |  |  | EA | 204 |  | 53514457884 | 10 | LB | 10 | LB | LB | 12 Months | NO
105-0001 | Drain Pump 105/M53 115V/1Ph/cCSAus | Drain Pump 105/M53 115V/1Ph/cUPC | https://www.zoellerpumps.com/en-us/products/package-systems/drain-pump | EA | 455 |  | 53514012953 | 30 | LB | 15.25 | 15 | 15.25 | 36 Months | PUMP ONLY
105-0010 | Drain Pump 105 M53 115V/1Ph/2"Inlet | Drain Pump 105 M53 115V/1Ph/2"Inlet | https://www.zoellerpumps.com/en-us/products/package-systems/drain-pump | EA | 679 |  | 53514151782 | 30 | LB | 15.25 | 15 | 15.25 | 36 Months | PUMP ONLY
105-0017 | Drain Pump/Pre-Assembled/105/M53 115V/1Ph | Drain Pump/Pre-Assembled/105/M53 115V/1Ph | https://www.zoellerpumps.com/en-us/products/package-systems/drain-pump | EA | 491 |  | 53514466824 | 30 | LB | 15.25 | 15 | 15.25 | 36 Months | PUMP ONLY
10-5105 | Battery,Wet MF 12Vdc "Aquanot" (27SDC) | Battery,Wet MF 12Vdc "Aquanot" (27SDC) |  | EA | 348 | 261 | 53514478360 | 53 | LB | 9.4 | 6.8 | 13 | 36 Months | YES
10-5135 | Float Tree,Asm for Rotomold Basin | Float Tree,Asm for Rotomold Basin |  | EA | 134 |  | 53514480059 | 0.01 | LB | 0 | 0 | 0 | 12 Months | NO
10-5167 | Rod,Float-Asm/5Flt/72"/HH Step System |  |  | EA | 109 |  | 53514485092 | 2 | LB | 4.75 | 4.75 |  | 12 Months | NO
10-5184 | Kit,Dual Battery |  |  | EA | 65 |  | 53514486945 | 2 | LB | 7.25 | 5 | 5 | 12 Months | NO
108-0001 | Crawl Space Sump W/M53 Pump/25'Cd | Crawl Space Sump W/M53 Pump/25'Cd | https://www.zoellerpumps.com/en-us/products/package-systems/crawl-space | EA | 620 |  | 53514094133 | 33 | LB | 22.25 | 16.25 | 16.25 | 36 Months | PUMP ONLY
108-0009 | Crawl Space Sump w-WM49 Pump/20'Cd | Crawl Space Sump w-WM49 Pump/20'Cd | https://www.zoellerpumps.com/en-us/products/package-systems/crawl-space | EA | 611 |  | 53514260057 | 33 | LB | 22.25 | 16.25 | 16.25 | 12 Months | PUMP ONLY
109-0005 | Scale Removal System W-N42 | Scale Removal System W-N42 | https://www.zoellerpumps.com/en-us/products/hvac/scale-removal | EA | 557 |  | 53514268312 | 15.3 | LB | 15 | 15 | 18 | 12 Months | NO
114A4-0001 | Control,Pivot Pro/Sim/3Ph/200/230/460V/1.0-1.6A | Control,Pivot Pro/Sim/3Ph/200/230/460V/1.0-1.6FLA/Standard |  | EA | 2450 |  | 53514441777 | 20 | LB | 12 | 16.5 | 21 | 60 Months | NO
114B4-0001 | Control,Pivot Pro/Sim/3Ph/200/230/460V/1.6-2.5A | Control,Pivot Pro/Sim/3Ph/200/230/460V/1.6-2.5FLA/Standard |  | EA | 2450 |  | 53514441784 | 20 | LB | 12 | 16.5 | 21 | 60 Months | NO
114C4-0001 | Control,Pivot Pro/Sim/3Ph/200/230/460V/2.5-4.0A | Control,Pivot Pro/Sim/3Ph/200/230/460V/2.5-4.0FLA/Standard |  | EA | 2538 |  | 53514441791 | 20 | LB | 12 | 16.5 | 21 | 60 Months | NO
114D4-0001 | Control,Pivot Pro/Sim/3Ph/200/230/460V/4.0-6.3A | Control,Pivot Pro/Sim/3Ph/200/230/460V/4.0-6.3FLA/Standard |  | EA | 2450 |  | 53514441807 | 20 | LB | 12 | 16.5 | 21 | 60 Months | NO
114E4-0001 | Control,Pivot Pro/Sim/3Ph/200/230/460V/6-10.0A | Control,Pivot Pro/Sim/3Ph/200/230/460V/6-10FLA/Standard |  | EA | 2450 |  | 53514441814 | 20 | LB | 12 | 16.5 | 21 | 60 Months | NO
114F4-0001 | Control,Pivot Pro/Sim/3Ph/200/230/460V/9-14A | Control,Pivot Pro/Sim/3Ph/200/230/460V/9-14FLA/Standard |  | EA | 2484 |  | 53514441821 | 20 | LB | 12 | 16.5 | 21 | 60 Months | NO
114G4-0001 | Control,Pivot Pro/Sim/3Ph/200/230/460V/13-18A | Control,Pivot Pro/Sim/3Ph/200/230/460V/13-18FLA/Standard |  | EA | 2484 |  | 53514441838 | 20 | LB | 12 | 16.5 | 21 | 60 Months | NO
114H4-0001 | Control,Pivot Pro/Sim/3Ph/200/230/460V/17-23A | Control,Pivot Pro/Sim/3Ph/200/230/460V/17-23FLA/Standard |  | EA | 2509 |  | 53514441845 | 20 | LB | 12 | 16.5 | 21 | 60 Months | NO
114Q4-0001 | Control,Pivot Pro/Sim/3Ph/200/230/460V/20-25A | Control,Pivot Pro/Sim/3Ph/200/230/460V/20-25 FLA/Standard |  | EA | 2509 |  | 53514441852 | 20 | LB | 12 | 16.5 | 21 | 60 Months | NO
115-0001 | Drain Pump 115 M57/1Ph/cCSAus | Drain Pump 115 M57/1Ph/cUPC | https://www.zoellerpumps.com/en-us/products/package-systems/drain-pump | EA | 496 |  | 53514013578 | 36 | LB | 15.25 | 15 | 15.25 | 36 Months | PUMP ONLY
120-0001 | Drain Pump 120 M59/115V/1Ph/cCSAus | Drain Pump 120 M59/115V/1Ph/cUPC | https://www.zoellerpumps.com/en-us/products/package-systems/drain-pump | EA | 2949 |  | 53514013585 | 37 | LB | 15.25 | 15 | 15.25 | 36 Months | NO
12404-0001 | Control,Pivot Pro/Dup/3Ph/200/230/460V/30-40A | Control,Pivot Pro/Dup/3Ph/200/230/460V/30-40FLA/Standard |  | EA | 4832 |  | 53514441913 | 20 | LB | 12 | 16.5 | 21 | 60 Months | NO
124A4-0001 | Control,Pivot Pro/Dup/3Ph/200/230/460V/1.0-1.6A | Control,Pivot Pro/Dup/3Ph/200/230/460V/1.0-1.6FLA/Standard |  | EA | 3099 |  | 53514441920 | 20 | LB | 12 | 16.5 | 21 | 60 Months | NO
124B4-0001 | Control,Pivot Pro/Dup/3Ph/200/230/460V/1.6-2.5A | Control,Pivot Pro/Dup/3Ph/200/230/460V/1.6-2.5FLA/Standard |  | EA | 3099 |  | 53514441937 | 20 | LB | 12 | 16.5 | 21 | 60 Months | NO
124C4-0001 | Control,Pivot Pro/Dup/3Ph/200/230/460V/2.5-4.0A | Control,Pivot Pro/Dup/3Ph/200/230/460V/2.5-4.0FLA/Standard |  | EA | 3099 |  | 53514441944 | 20 | LB | 12 | 16.5 | 21 | 60 Months | NO
124D4-0001 | Control,Pivot Pro/Dup/3Ph/200/230/460V/4.0-6.3A | Control,Pivot Pro/Dup/3Ph/200/230/460V/4.0-6.3FLA/Standard |  | EA | 3099 |  | 53514441951 | 20 | LB | 12 | 16.5 | 21 | 60 Months | NO
124E4-0001 | Control,Pivot Pro/Dup/3Ph/200/230/460V/6-10A | Control,Pivot Pro/Dup/3Ph/200/230/460V/6-10FLA/Standard |  | EA | 3099 |  | 53514441968 | 20 | LB | 12 | 16.5 | 21 | 60 Months | NO
124F4-0001 | Control,Pivot Pro/Dup/3Ph/200/230/460V/9-14A | Control,Pivot Pro/Dup/3Ph/200/230/460V/9-14FLA/Standard |  | EA | 3200 |  | 53514441975 | 20 | LB | 12 | 16.5 | 21 | 60 Months | NO
124G4-0001 | Control,Pivot Pro/Dup/3Ph/200/230/460V/13-18A | Control,Pivot Pro/Dup/3Ph/200/230/460V/13-18FLA/Standard |  | EA | 3200 |  | 53514441982 | 20 | LB | 12 | 16.5 | 21 | 60 Months | NO
124H4-0001 | Control,Pivot Pro/Dup/3Ph/200/230/460V/17-23A | Control,Pivot Pro/Dup/3Ph/200/230/460V/17-23FLA/Standard |  | EA | 3233 |  | 53514441999 | 20 | LB | 12 | 16.5 | 21 | 60 Months | NO
124Q4-0001 | Control,Pivot Pro/Dup/3Ph/200/230/460V/20-25A | Control,Pivot Pro/Dup/3Ph/200/230/460V/20-25FLA/Standard |  | EA | 3233 |  | 53514481698 | 20 | LB | 12 | 16.5 | 21 | 60 Months | NO
124R4-0001 | Control,Pivot Pro/Dup/3Ph/200/230/460V/23-32A | Control,Pivot Pro/Dup/3Ph/200/230/460V/23-32FLA/Standard |  | EA | 3704 |  | 53514442002 | 20 | LB | 12 | 16.5 | 21 | 60 Months | NO
131-0001 | Drain Pump 131 M98/115V/1Ph/cCSAus | Drain Pump 131 M98/115V/1Ph/cUPC | https://www.zoellerpumps.com/en-us/products/package-systems/drain-pump | EA | 628 |  | 53514036270 | 43 | LB | 15.25 | 15 | 15.25 | 36 Months | PUMP ONLY
132-0001 | Drain Pump 132 M72/115V/1Ph/Preassembled | Drain Pump 132 M72/115V/1Ph/Preassembled | https://www.zoellerpumps.com/en-us/products/package-systems/drain-pump | EA | 558 |  | 53514144630 | 19 | LB | 15.25 | 15 | 15.25 | 36 Months | PUMP ONLY
135-0005 | Drain Pump 135 WM152/115V/1Ph/Vfs | Drain Pump 135 WM152/115V/1Ph/Vfs | https://www.zoellerpumps.com/en-us/products/sump-effluent-pumps/effluent/150-series | EA | 817 |  | 53514151225 | 48 | LB | 15.25 | 15 | 15.25 | 36 Months | YES
137-0001 | M137 115V/1Ph/cCSAus | M137 115V/1Ph/cCSAus/UL | https://www.zoellerpumps.com/en-us/products/sump-effluent-pumps/effluent/130-series | EA | 683 |  | 53514013943 | 47 | LB | 13.75 | 11 | 11 | 36 Months | YES
137-0002 | N137 115V/1Ph/cCSAus | N137 115V/1Ph/cCSAus/UL | https://www.zoellerpumps.com/en-us/products/sump-effluent-pumps/effluent/130-series | EA | 628 |  | 53514013950 | 46 | LB | 13.75 | 11 | 11 | 36 Months | YES
137-0003 | D137 230V/1Ph/cCSAus | D137 230V/1Ph/cCSAus/UL | https://www.zoellerpumps.com/en-us/products/sump-effluent-pumps/effluent/130-series | EA | 811 |  | 53514013967 | 47 | LB | 13.75 | 11 | 11 | 36 Months | YES
137-0004 | E137 230V/1Ph/cCSAus | E137 230V/1Ph/UL/cCSAus | https://www.zoellerpumps.com/en-us/products/sump-effluent-pumps/effluent/130-series | EA | 753 |  | 53514013974 | 46 | LB | 13.75 | 11 | 11 | 36 Months | YES
137-0005 | M137 15'Cd/115V/1Ph/cCSAus | M137 15'Cd/115V/1Ph/cCSAus/UL | https://www.zoellerpumps.com/en-us/products/sump-effluent-pumps/effluent/130-series | EA | 708 |  | 53514013981 | 47 | LB | 13.75 | 11 | 11 | 36 Months | YES
137-0007 | M137 25'Cd/115V/1Ph/cCSAus | M137 25'Cd/115V/1Ph/cCSAus/UL | https://www.zoellerpumps.com/en-us/products/sump-effluent-pumps/effluent/130-series | EA | 743 |  | 53514013998 | 49 | LB | 13.75 | 11 | 11 | 36 Months | YES
137-0008 | M137 35'Cd/115V/1Ph/cCSAus | M137 35'Cd/115V/1Ph/cCSAus/UL | https://www.zoellerpumps.com/en-us/products/sump-effluent-pumps/effluent/130-series | EA | 763 |  | 53514014001 | 52 | LB | 13.75 | 11 | 11 | 36 Months | YES
137-0010 | M137 50'Cd/115V/1Ph/cCSAus | M137 50'Cd/115V/1Ph/cCSAus/UL | https://www.zoellerpumps.com/en-us/products/sump-effluent-pumps/effluent/130-series | EA | 793 |  | 53514014025 | 56 | LB | 13.75 | 11 | 11 | 36 Months | YES
137-0011 | M137 115V/1Ph/Extra Duty | M137 115V/1Ph/Extra Duty | https://www.zoellerpumps.com/en-us/products/sump-effluent-pumps/effluent/130-series | EA | 733 |  | 53514014032 | 47 | LB | 13.75 | 11 | 11 | 36 Months | YES
137-0012 | N137 115V/1Ph/Extra Duty | N137 115V/1Ph/Extra Duty | https://www.zoellerpumps.com/en-us/products/sump-effluent-pumps/effluent/130-series | EA | 678 |  | 53514014049 | 46 | LB | 13.75 | 11 | 11 | 36 Months | YES
137-0017 | H137 200-208V/1Ph/cCSAus | H137 200-208V/1Ph/cCSAus | https://www.zoellerpumps.com/en-us/products/sump-effluent-pumps/effluent/130-series | EA | 856 |  | 53514014063 | 47 | LB | 13.75 | 11 | 11 | 36 Months | YES
137-0019 | N137 50'Cd/115V/1Ph/cCSAus | N137 50'Cd/115V/1Ph/cCSAus/UL | https://www.zoellerpumps.com/en-us/products/sump-effluent-pumps/effluent/130-series | EA | 738 |  | 53514014070 | 55 | LB | 13.75 | 11 | 11 | 36 Months | YES
137-0027 | J137 200-208V/3Ph/cCSAus | J137 200-208V/3Ph/cCSAus/UL | https://www.zoellerpumps.com/en-us/products/sump-effluent-pumps/effluent/130-series | EA | 873 |  | 53514014148 | 46 | LB | 13.75 | 11 | 11 | 36 Months | YES
137-0029 | I137 200-208V/1Ph/cCSAus | I137 200-208V/1Ph/cCSAus | https://www.zoellerpumps.com/en-us/products/sump-effluent-pumps/effluent/130-series | EA | 798 |  | 53514014162 | 46 | LB | 13.75 | 11 | 11 | 36 Months | YES
137-0032 | N137 115V/1Ph/BI/ED | N137 115V/1Ph/BI/ED | https://www.zoellerpumps.com/en-us/products/sump-effluent-pumps/effluent/130-series | EA | 933 |  | 53514014179 | 46 | LB | 13.75 | 11 | 11 | 36 Months | YES
137-0036 | F137 230V/3Ph/cCSAus | F137 230V/3Ph/cCSAus/UL | https://www.zoellerpumps.com/en-us/products/sump-effluent-pumps/effluent/130-series | EA | 873 |  | 53514014186 | 46 | LB | 13.75 | 11 | 11 | 36 Months | NO
137-0037 | M137 115V/1Ph/BI/cCSAus | M137 115V/1Ph/BI/cCSAus/UL | https://www.zoellerpumps.com/en-us/products/sump-effluent-pumps/effluent/130-series | EA | 938 |  | 53514014193 | 47 | LB | 13.75 | 11 | 11 | 36 Months | YES
137-0039 | N137 25'Cd/115V/1Ph/cCSAus | N137 25'Cd/115V/1Ph/cCSAus/UL | https://www.zoellerpumps.com/en-us/products/sump-effluent-pumps/effluent/130-series | EA | 688 |  | 53514014216 | 48 | LB | 13.75 | 11 | 11 | 36 Months | YES
137-0040 | M137 25'Cd/115V/1Ph/BI/cCSAus | M137 25'Cd/115V/1Ph/BI/cCSAus/UL | https://www.zoellerpumps.com/en-us/products/sump-effluent-pumps/effluent/130-series | EA | 998 |  | 53514014223 | 49 | LB | 13.75 | 11 | 11 | 36 Months | YES
137-0041 | E137 35'Cd/230V/1Ph/cCSAus | E137 35'Cd/230V/1Ph/UL/cCSAus | https://www.zoellerpumps.com/en-us/products/sump-effluent-pumps/effluent/130-series | EA | 833 |  | 53514014230 | 51 | LB | 13.75 | 11 | 11 | 36 Months | YES
137-0042 | N137 115V/1Ph/BI/cCSAus | N137 115V/1Ph/BI/cCSAus/UL | https://www.zoellerpumps.com/en-us/products/sump-effluent-pumps/effluent/130-series | EA | 883 |  | 53514014247 | 46 | LB | 13.75 | 11 | 11 | 36 Months | YES
137-0044 | N137 25'Cd/115V/1Ph/ED | N137 25'Cd/115V/1Ph/ED | https://www.zoellerpumps.com/en-us/products/sump-effluent-pumps/effluent/130-series | EA | 738 |  | 53514014261 | 48 | LB | 13.75 | 11 | 11 | 36 Months | YES
137-0045 | BN137 115V/1Ph/Pb15'/cCSAus Pump | BN137 115V/1Ph/Pb15'/UL cCSAus Pump | https://www.zoellerpumps.com/en-us/products/sump-effluent-pumps/effluent/130-series | EA | 676 |  | 53514014278 | 48 | LB | 13.75 | 11 | 11 | 36 Months | YES
137-0047 | H137 25'Cd/200-208V/1Ph/cCSAus | H137 25'Cd/200-208V/1Ph/cCSAus | https://www.zoellerpumps.com/en-us/products/sump-effluent-pumps/effluent/130-series | EA | 916 |  | 53514014292 | 49 | LB | 13.75 | 11 | 11 | 36 Months | YES
137-0048 | J137 200-208V/3Ph/ED | J137 200-208V/3Ph/ED | https://www.zoellerpumps.com/en-us/products/sump-effluent-pumps/effluent/130-series | EA | 923 |  | 53514014308 | 46 | LB | 13.75 | 11 | 11 | 36 Months | YES
137-0049 | I137 200-208V/1Ph/Br-Imp/cCSAus | I137 200-208V/1Ph/Br-Imp/cCSAus | https://www.zoellerpumps.com/en-us/products/sump-effluent-pumps/effluent/130-series | EA | 1053 |  | 53514014315 | 46 | LB | 13.75 | 11 | 11 | 36 Months | YES
137-0050 | G137 460V/3Ph/cCSAus | G137 460V/3Ph/cCSAus | https://www.zoellerpumps.com/en-us/products/sump-effluent-pumps/effluent/130-series | EA | 873 |  | 53514014322 | 46 | LB | 13.75 | 11 | 11 | 36 Months | YES
137-0052 | D137 25'Cd/230V/1Ph/cCSAus | D137 25'Cd/230V/1Ph/cCSAus/UL | https://www.zoellerpumps.com/en-us/products/sump-effluent-pumps/effluent/130-series | EA | 871 |  | 53514014346 | 49 | LB | 13.75 | 11 | 11 | 36 Months | YES
137-0053 | D137 230V/1Ph/BI/cCSAus | D137 230V/1Ph/BI/cCSAus/UL | https://www.zoellerpumps.com/en-us/products/sump-effluent-pumps/effluent/130-series | EA | 1186 |  | 53514014353 | 47 | LB | 13.75 | 11 | 11 | 36 Months | YES
137-0054 | E137 230V/1Ph/Extra Duty | E137 230V/1Ph/Extra Duty | https://www.zoellerpumps.com/en-us/products/sump-effluent-pumps/effluent/130-series | EA | 803 |  | 53514014360 | 46 | LB | 13.75 | 11 | 11 | 36 Months | YES
137-0055 | D137 50'Cd/230V/1Ph/BI/cCSAus | D137 50'Cd/230V/1Ph/BI/cCSAus/UL | https://www.zoellerpumps.com/en-us/products/sump-effluent-pumps/effluent/130-series | EA | 1176 |  | 53514014377 | 56 | LB | 13.75 | 11 | 11 | 36 Months | YES
137-0056 | J137 25'Cd/200-208V/3Ph/cCSAus | J137 25'Cd/200-208V/3Ph/cCSAus/UL | https://www.zoellerpumps.com/en-us/products/sump-effluent-pumps/effluent/130-series | EA | 933 |  | 53514014384 | 46 | LB | 13.75 | 11 | 11 | 36 Months | YES
137-0057 | M137 50'Cd/115V/1Ph/BI/cCSAus | M137 50'Cd/115V/1Ph/BI/cCSAus/UL | https://www.zoellerpumps.com/en-us/products/sump-effluent-pumps/effluent/130-series | EA | 1048 |  | 53514014391 | 56 | LB | 13.75 | 11 | 11 | 36 Months | YES
137-0058 | D137 50'Cd/230V/1Ph/cCSAus | D137 50'Cd/230V/1Ph/cCSAus/UL | https://www.zoellerpumps.com/en-us/products/sump-effluent-pumps/effluent/130-series | EA | 921 |  | 53514025465 | 56 | LB | 13.75 | 11 | 11 | 36 Months | YES
137-0060 | E137 50'Cd/230V/1Ph/cCSAus | E137 50'Cd/230V/1Ph/UL/cCSAus | https://www.zoellerpumps.com/en-us/products/sump-effluent-pumps/effluent/130-series | EA | 863 |  | 53514027360 | 55 | LB | 13.75 | 11 | 11 | 36 Months | YES
137-0065 | F137 25'Cd/230V/3Ph/cCSAus | F137 25'Cd/230V/3Ph/cCSAus/UL | https://www.zoellerpumps.com/en-us/products/sump-effluent-pumps/effluent/130-series | EA | 933 |  | 53514038311 | 48 | LB | 13.75 | 11 | 11 | 36 Months | NO
137-0068 | BE137 230V/1Ph/15'Pb/cCSAus | BE137 230V/1Ph/15'Pb/UL/cCSAus | https://www.zoellerpumps.com/en-us/products/sump-effluent-pumps/effluent/130-series | EA | 805 |  | 53514041380 | 48 | LB | 13.75 | 11 | 11 | 36 Months | YES
137-0069 | G137 460V/3Ph/Extra Duty | G137 460V/3Ph/Extra Duty | https://www.zoellerpumps.com/en-us/products/sump-effluent-pumps/effluent/130-series | EA | 923 |  | 53514041649 | 46 | LB | 13.75 | 11 | 11 | 36 Months | YES
137-0070 | F137 230V/3Ph/Brass Imp/cCSAus | F137 230V/3Ph/Brass Imp/cCSAus/UL | https://www.zoellerpumps.com/en-us/products/sump-effluent-pumps/effluent/130-series | EA | 1128 |  | 53514043124 | 46 | LB | 13.75 | 11 | 11 | 36 Months | NO
137-0071 | D137 35'Cd/230V/1Ph/cCSAus | D137 35'Cd/230V/1Ph/cCSAus/UL | https://www.zoellerpumps.com/en-us/products/sump-effluent-pumps/effluent/130-series | EA | 891 |  | 53514043209 | 52 | LB | 13.75 | 11 | 11 | 36 Months | YES
137-0073 | N137 35'Cd/115V/1Ph/cCSAus | N137 35'Cd/115V/1Ph/cCSAus/UL | https://www.zoellerpumps.com/en-us/products/sump-effluent-pumps/effluent/130-series | EA | 708 |  | 53514045814 | 50 | LB | 13.75 | 11 | 11 | 36 Months | YES
137-0077 | H137 200-208V/1Ph/Br Imp/cCSAus | H137 200-208V/1Ph/Br Imp/cCSAus | https://www.zoellerpumps.com/en-us/products/sump-effluent-pumps/effluent/130-series | EA | 1111 |  | 53514054670 | 47 | LB | 13.75 | 11 | 11 | 36 Months | YES
137-0078 | D137 15'Cd/230V/1Ph/cCSAus | D137 15'Cd/230V/1Ph/cCSAus/UL | https://www.zoellerpumps.com/en-us/products/sump-effluent-pumps/effluent/130-series | EA | 836 |  | 53514056308 | 47 | LB | 13.75 | 11 | 11 | 36 Months | YES
137-0079 | BN137 115V/1Ph/BI/Pb15'/cCSAus | BN137 115V/1Ph/BI/Pb15'/cCSAus/UL | https://www.zoellerpumps.com/en-us/products/sump-effluent-pumps/effluent/130-series | EA | 931 |  | 53514057312 | 48 | LB | 13.75 | 11 | 11 | 36 Months | YES
137-0082 | J137 200-208V/3Ph/Br Imp/cCSAus | J137 200-208V/3Ph/Br Imp/cCSAus/UL | https://www.zoellerpumps.com/en-us/products/sump-effluent-pumps/effluent/130-series | EA | 1128 |  | 53514061470 | 46 | LB | 13.75 | 11 | 11 | 36 Months | YES
137-0083 | H137 50'Cd/200-208V/1Ph/cCSAus | H137 50'Cd/200-208V/1Ph/cCSAus | https://www.zoellerpumps.com/en-us/products/sump-effluent-pumps/effluent/130-series | EA | 966 |  | 53514066857 | 56 | LB | 13.75 | 11 | 11 | 36 Months | YES
137-0086 | BN137 35'Cd/115V/1Ph/Pb35'/cCSAus | BN137 35'Cd/115V/1Ph/Pb35'/UL/cCSAus | https://www.zoellerpumps.com/en-us/products/sump-effluent-pumps/effluent/130-series | EA | 756 |  | 53514078454 | 55 | LB | 13.75 | 11 | 11 | 36 Months | YES
137-0088 | J137 50'Cd/200-208V/3Ph/cCSAus | J137 50'Cd/200-208V/3Ph/cCSAus/UL | https://www.zoellerpumps.com/en-us/products/sump-effluent-pumps/effluent/130-series | EA | 983 |  | 53514082819 | 46 | LB | 13.75 | 11 | 11 | 36 Months | YES
137-0089 | G137 25'Cd/460V/3Ph/cCSAus | G137 25'Cd/460V/3Ph/cCSAus | https://www.zoellerpumps.com/en-us/products/sump-effluent-pumps/effluent/130-series | EA | 933 |  | 53514086718 | 49 | LB | 13.75 | 11 | 11 | 36 Months | YES
137-0090 | M137 15'Cd'115V/1Ph/BI/Extra Duty | M137 15'Cd'115V/1Ph/BI/Extra Duty | https://www.zoellerpumps.com/en-us/products/sump-effluent-pumps/effluent/130-series | EA | 1013 |  | 53514086893 | 47 | LB | 13.75 | 11 | 11 | 36 Months | YES
137-0091 | H137 25'Cd/200-208V/1Ph/ED | H137 25'Cd/200-208V/1Ph/ED | https://www.zoellerpumps.com/en-us/products/sump-effluent-pumps/effluent/130-series | EA | 966 |  | 53514089955 | 49 | LB | 13.75 | 11 | 11 | 36 Months | YES
137-0094 | I137 25'Cd/200-208V/1Ph/cCSAus | I137 25'Cd/200-208V/1Ph/cCSAus | https://www.zoellerpumps.com/en-us/products/sump-effluent-pumps/effluent/130-series | EA | 858 |  | 53514102326 | 49 | LB | 13.75 | 11 | 11 | 36 Months | YES
137-0096 | G137 35'Cd/460V/3Ph/cCSAus | G137 35'Cd/460V/3Ph/cCSAus | https://www.zoellerpumps.com/en-us/products/sump-effluent-pumps/effluent/130-series | EA | 953 |  | 53514104993 | 49 | LB | 13.75 | 11 | 11 | 36 Months | YES
137-0097 | G137 50'Cd/460V/3Ph/cCSAus | G137 50'Cd/460V/3Ph/cCSAus | https://www.zoellerpumps.com/en-us/products/sump-effluent-pumps/effluent/130-series | EA | 983 |  | 53514105242 | 49 | LB | 13.75 | 11 | 11 | 36 Months | YES
137-0099 | E137 25'Cd/230V/1Ph/cCSAus | E137 25'Cd/230V/1Ph/UL/cCSAus | https://www.zoellerpumps.com/en-us/products/sump-effluent-pumps/effluent/130-series | EA | 813 |  | 53514120146 | 51 | LB | 13.75 | 11 | 11 | 36 Months | YES
137-0100 | M137 15'Cd/115V/1Ph/BI/cCSAus | M137 15'Cd/115V/1Ph/BI/cCSAus/UL | https://www.zoellerpumps.com/en-us/products/sump-effluent-pumps/effluent/130-series | EA | 963 |  | 53514137618 | 47 | LB | 13.75 | 11 | 11 | 36 Months | YES
137-0101 | N137 50'Cd/115V/1Ph/BI/cCSAus | N137 50'Cd/115V/1Ph/BI/cCSAus/UL | https://www.zoellerpumps.com/en-us/products/sump-effluent-pumps/effluent/130-series | EA | 993 |  | 53514138301 | 46 | LB | 13.75 | 11 | 11 | 36 Months | YES
137-0103 | BN137 115V/1Ph/Pb15'/ED | BN137 115V/1Ph/Pb15'/ED | https://www.zoellerpumps.com/en-us/products/sump-effluent-pumps/effluent/130-series | EA | 726 |  | 53514148430 | 48 | LB | 13.75 | 11 | 11 | 36 Months | YES
137-0104 | BN137 25'Cd/115V/1Ph/Pb25'/cCSAus | BN137 25'Cd/115V/1Ph/Pb25'/UL/cCSAus | https://www.zoellerpumps.com/en-us/products/sump-effluent-pumps/effluent/130-series | EA | 736 |  | 53514165086 | 49 | LB | 13.75 | 11 | 11 | 36 Months | YES
137-0106 | BN137 25'Cd/115V/1Ph/Pb 25'/BI/cCSAus | BN137 25'Cd/115V/1Ph/Pb 25'/BI/UL/cCSAus | https://www.zoellerpumps.com/en-us/products/sump-effluent-pumps/effluent/130-series | EA | 991 |  | 53514175139 | 49 | LB | 13.75 | 11 | 11 | 36 Months | YES
137-0107 | I137 35'Cd/200-208V/1Ph/cCSAus | I137 35'Cd/200-208V/1Ph/cCSAus | https://www.zoellerpumps.com/en-us/products/sump-effluent-pumps/effluent/130-series | EA | 878 |  | 53514177829 | 50 | LB | 13.75 | 11 | 11 | 36 Months | YES
137-0108 | BN137 50'Cd/115V/1Ph/Pb 50'/cCSAus | BN137 50'Cd/115V/1Ph/Pb 50'/UL/cCSAus | https://www.zoellerpumps.com/en-us/products/sump-effluent-pumps/effluent/130-series | EA | 786 |  | 53514198640 | 60 | LB | 13.75 | 11 | 11 | 36 Months | YES
137-0109 | J137 35'Cd/200-208V/3Ph/cCSAus | J137 35'Cd/200-208V/3Ph/cCSAus/UL | https://www.zoellerpumps.com/en-us/products/sump-effluent-pumps/effluent/130-series | EA | 953 |  | 53514235307 | 46 | LB | 13.75 | 11 | 11 | 36 Months | YES
137-0111 | N137 25'Cd/115V/1Ph/Br-Imp/cCSAus | N137 25'Cd/115V/1Ph/Br-Imp/cCSAus/UL | https://www.zoellerpumps.com/en-us/products/sump-effluent-pumps/effluent/130-series | EA | 943 |  | 53514311582 | 46 | LB | 13.75 | 11 | 11 | 36 Months | YES
137-0117 | H137 35'Cd/200-208V/1Ph/cCSAus | H137 35'Cd/200-208V/1Ph/cCSAus | https://www.zoellerpumps.com/en-us/products/sump-effluent-pumps/effluent/130-series | EA | 936 |  | 53514334284 | 51 |  | 13.75 | 11 | 11 | 36 Months | YES
137-0121 | I137 50'Cd/200-208V/1Ph/cCSAus | I137 50'Cd/200-208V/1Ph/cCSAus | https://www.zoellerpumps.com/en-us/products/sump-effluent-pumps/effluent/130-series | EA | 908 |  | 53514387228 | 50 | LB | 1375 | 11 | 11 | 36 Months | YES
137-0122 | H137 15'Cd/200-208V/1Ph/cCSAus | H137 15'Cd/200-208V/1Ph/cCSAus | https://www.zoellerpumps.com/en-us/products/sump-effluent-pumps/effluent/130-series | EA | 881 |  | 53514459918 | 49 | LB | 13.75 | 11 | 11 | 36 Months | YES
137-0123 | F137 50'Cd/230V/3Ph/cCSAus | F137 50'Cd/230V/3Ph/cCSAus | https://www.zoellerpumps.com/en-us/products/sump-effluent-pumps/effluent/130-series | EA | 983 |  | 53514463380 | 48 | LB | 13.75 | 11 | 11 | 36 Months | YES
137-0124 | G137 460V/3Ph/cCSAus/Bronze Impeller | G137 460V/3Ph/cCSAus/Bronze Impeller | https://www.zoellerpumps.com/en-us/products/sump-effluent-pumps/effluent/130-series | EA | 1128 |  | 53514465308 | 46 | LB | 13.75 | 11 | 11 | 36 Months | YES
138-0001 | Crawl Space Sump W/M98 Pump/25'Cd | Crawl Space Sump W/M98 Pump/25'Cd | https://www.zoellerpumps.com/en-us/products/package-systems/crawl-space | EA | 745 |  | 53514094140 | 49 | LB | 22.25 | 16.25 | 16.25 | 36 Months | PUMP ONLY
139-0001 | M139 115V/1Ph/cCSAus | M139 115V/1Ph/cCSAus/UL | https://www.zoellerpumps.com/en-us/products/sump-effluent-pumps/effluent/130-series | EA | 4840 |  | 53514014452 | 51 | LB | 13.75 | 11 | 11 | 12 Months | NO
139-0002 | N139 115V/1Ph/cCSAus | N139 115V/1Ph/cCSAus/UL | https://www.zoellerpumps.com/en-us/products/sump-effluent-pumps/effluent/130-series | EA | 4784 |  | 53514014469 | 50 | LB | 13.75 | 11 | 11 | 12 Months | NO
139-0003 | D139 230V/1Ph/cCSAus | D139 230V/1Ph/cCSAus/UL | https://www.zoellerpumps.com/en-us/products/sump-effluent-pumps/effluent/130-series | EA | 4976 |  | 53514014476 | 51 | LB | 13.75 | 11 | 11 | 36 Months | YES
139-0004 | E139 230V/1Ph/cCSAus | E139 230V/1Ph/UL/cCSAus | https://www.zoellerpumps.com/en-us/products/sump-effluent-pumps/effluent/130-series | EA | 4931 |  | 53514014483 | 50 | LB | 13.75 | 11 | 11 | 12 Months | NO
139-0005 | M139 25'Cd/115V/1Ph/cCSAus | M139 25'Cd/115V/1Ph/cCSAus/UL | https://www.zoellerpumps.com/en-us/products/sump-effluent-pumps/effluent/130-series | EA | 4900 |  | 53514014490 | 53 | LB | 13.75 | 11 | 11 | 12 Months | NO
139-0010 | F139 230V/3Ph/cCSAus | F139 230V/3Ph/cCSAus/UL | https://www.zoellerpumps.com/en-us/products/sump-effluent-pumps/effluent/130-series | EA | 5051 |  | 53514014544 | 50 | LB | 13.75 | 11 | 11 | 12 Months | NO
139-0011 | H139 200-208V/1Ph/cCSAus | H139 200-208V/1Ph/cCSAus | https://www.zoellerpumps.com/en-us/products/sump-effluent-pumps/effluent/130-series | EA | 5021 |  | 53514014551 | 51 | LB | 13.75 | 11 | 11 | 12 Months | NO
139-0012 | M139 115V/1Ph/Extra Duty | M139 115V/1Ph/Extra Duty | https://www.zoellerpumps.com/en-us/products/sump-effluent-pumps/effluent/130-series | EA | 4890 |  | 53514014568 | 51 | LB | 13.75 | 11 | 11 | 12 Months | NO
139-0013 | M139 15'Cd/115V/1Ph/cCSAus | M139 15'Cd/115V/1Ph/cCSAus/UL | https://www.zoellerpumps.com/en-us/products/sump-effluent-pumps/effluent/130-series | EA | 4865 |  | 53514014575 | 51 | LB | 13.75 | 11 | 11 | 12 Months | NO
139-0016 | N139 35'Cd/115V/1Ph/cCSAus | N139 35'Cd/115V/1Ph/cCSAus/UL | https://www.zoellerpumps.com/en-us/products/sump-effluent-pumps/effluent/130-series | EA | 4864 |  | 53514014599 | 56 | LB | 13.75 | 11 | 11 | 12 Months | NO
139-0017 | M139 35'Cd/115V/1Ph/cCSAus | M139 35'Cd/115V/1Ph/cCSAus/UL | https://www.zoellerpumps.com/en-us/products/sump-effluent-pumps/effluent/130-series | EA | 4920 |  | 53514014605 | 56 | LB | 13.75 | 11 | 11 | 12 Months | NO
139-0018 | I139 200-208V/1Ph/cCSAus | I139 200-208V/1Ph/cCSAus | https://www.zoellerpumps.com/en-us/products/sump-effluent-pumps/effluent/130-series | EA | 4976 |  | 53514014612 | 50 | LB | 13.75 | 11 | 11 | 12 Months | NO
139-0019 | J139 200-208V/3Ph/cCSAus | J139 200-208V/3Ph/cCSAus/UL | https://www.zoellerpumps.com/en-us/products/sump-effluent-pumps/effluent/130-series | EA | 5051 |  | 53514014629 | 50 | LB | 13.75 | 11 | 11 | 12 Months | NO
139-0020 | G139 460V/3Ph/cCSAus | G139 460V/3Ph/cCSAus | https://www.zoellerpumps.com/en-us/products/sump-effluent-pumps/effluent/130-series | EA | 5051 |  | 53514014636 | 50 | LB | 13.75 | 11 | 11 | 12 Months | NO
139-0021 | N139 50'Cd/115V/1Ph/cCSAus | N139 50'Cd/115V/1Ph/cCSAus/UL | https://www.zoellerpumps.com/en-us/products/sump-effluent-pumps/effluent/130-series | EA | 4894 |  | 53514014643 | 60 | LB | 13.75 | 11 | 11 | 12 Months | NO
139-0022 | M139 15'Cd/115V/1Ph/ED | M139 15'Cd/115V/1Ph/ED | https://www.zoellerpumps.com/en-us/products/sump-effluent-pumps/effluent/130-series | EA | 4915 |  | 53514014650 | 51 | LB | 13.75 | 11 | 11 | 12 Months | NO
139-0023 | N139 25'Cd/115V/1Ph/ED | N139 25'Cd/115V/1Ph/ED | https://www.zoellerpumps.com/en-us/products/sump-effluent-pumps/effluent/130-series | EA | 4894 |  | 53514014667 | 52 | LB | 13.75 | 11 | 11 | 12 Months | NO
139-0025 | N139 25'Cd/115V/1Ph/cCSAus | N139 25'Cd/115V/1Ph/cCSAus/UL | https://www.zoellerpumps.com/en-us/products/sump-effluent-pumps/effluent/130-series | EA | 4844 |  | 53514027667 | 52 | LB | 13.75 | 11 | 11 | 12 Months | NO
139-0026 | G139 25'Cd/460V/3Ph/cCSAus | G139 25'Cd/460V/3Ph/cCSAus | https://www.zoellerpumps.com/en-us/products/sump-effluent-pumps/effluent/130-series | EA | 5111 |  | 53514038281 | 52 | LB | 13.75 | 11 | 11 | 12 Months | NO
139-0027 | J139 25'Cd 200-208V/3Ph/cCSAus | J139 25'Cd 200-208V/3Ph/cCSAus/UL | https://www.zoellerpumps.com/en-us/products/sump-effluent-pumps/effluent/130-series | EA | 5111 |  | 53514040178 | 52 | LB | 13.75 | 11 | 11 | 12 Months | NO
139-0029 | D139 25'Cd/230V/1Ph/cCSAus | D139 25'Cd/230V/1Ph/cCSAus/UL | https://www.zoellerpumps.com/en-us/products/sump-effluent-pumps/effluent/130-series | EA | 5036 |  | 53514047238 | 53 | LB | 13.75 | 11 | 11 | 36 Months | YES
139-0030 | D139 50'Cd/230V/1Ph/cCSAus | D139 50'Cd/230V/1Ph/cCSAus/UL | https://www.zoellerpumps.com/en-us/products/sump-effluent-pumps/effluent/130-series | EA | 5086 |  | 53514047283 | 60 | LB | 13.75 | 11 | 11 | 36 Months | YES
139-0031 | F139 25'Cd/230V/3Ph/cCSAus | F139 25'Cd/230V/3Ph/cCSAus/UL | https://www.zoellerpumps.com/en-us/products/sump-effluent-pumps/effluent/130-series | EA | 5111 |  | 53514055110 | 52 | LB | 13.75 | 11 | 11 | 12 Months | NO
139-0034 | M139 25'Cd/115V/1Ph/ED | M139 25'Cd/115V/1Ph/ED | https://www.zoellerpumps.com/en-us/products/sump-effluent-pumps/effluent/130-series | EA | 4950 |  | 53514100780 | 56 | LB | 13.75 | 11 | 11 | 12 Months | NO
139-0035 | J139 35'Cd/200-208V/3Ph/cCSAus | J139 35'Cd/200-208V/3Ph/cCSAus/UL | https://www.zoellerpumps.com/en-us/products/sump-effluent-pumps/effluent/130-series | EA | 5131 |  | 53514133597 | 53 | LB | 13.75 | 11 | 11 | 12 Months | NO
139-0038 | F139 35'Cd/230V/3Ph/cCSAus | F139 35'Cd/230V/3Ph/cCSAus/UL | https://www.zoellerpumps.com/en-us/products/sump-effluent-pumps/effluent/130-series | EA | 5131 |  | 53514351335 | 52 | LB | 13.75 | 11 | 11 | 12 Months | NO
139-0039 | E139 25'Cd/230V/1Ph/cCSAus | E139 25'Cd/230V/1Ph/UL/cCSAus | https://www.zoellerpumps.com/en-us/products/sump-effluent-pumps/effluent/130-series | EA | 4991 |  | 53514359508 | 50 | LB | 13.75 | 11 | 11 | 12 Months | NO
139-0040 | N139 115V/1Ph/ED | N139 115V/1Ph/ED | https://www.zoellerpumps.com/en-us/products/sump-effluent-pumps/effluent/130-series | EA | 4834 |  | 53514474232 | 52 | LB | 13.75 | 11 | 11 | 12 Months | NO
139-0041 | E139 35'Cd/230V/1Ph/cCSAus | E139 35'Cd/230V/1Ph/cCSAus | https://www.zoellerpumps.com/en-us/products/sump-effluent-pumps/effluent/130-series | EA | 5011 |  | 53514478537 | 50 | LB | 13.75 | 11 | 11 | 12 Months | NO
140-0002 | N140 115V/1Ph/cCSAus | N140 115V/1Ph/cCSAus | https://www.zoellerpumps.com/en-us/products/sump-effluent-pumps/effluent/140-series | EA | 868 |  | 53514057800 | 46 | LB | 16.5 | 11 | 13.75 | 12 Months | YES
140-0004 | E140 230V/1Ph/cCSAus | E140 230V/1Ph/cCSAus | https://www.zoellerpumps.com/en-us/products/sump-effluent-pumps/effluent/140-series | EA | 942 |  | 53514062125 | 46 | LB | 16.5 | 11 | 13.75 | 12 Months | YES
140-0005 | BN140 115V/1Ph/Pb20'/cCSAus | BN140 115V/1Ph/Pb20'/cCSAus | https://www.zoellerpumps.com/en-us/products/sump-effluent-pumps/effluent/140-series | EA | 923 |  | 53514062354 | 47 | LB | 16.5 | 11 | 13.75 | 12 Months | YES
140-0006 | BE140 230V/1Ph/Pb20'/cCSAus | BE140 230V/1Ph/Pb20'/cCSAus | https://www.zoellerpumps.com/en-us/products/sump-effluent-pumps/effluent/140-series | EA | 993 |  | 53514062361 | 47 | LB | 16.5 | 11 | 13.75 | 12 Months | YES
140-0007 | N140 25'Cd/115V/1Ph/cCSAus | N140 25'Cd/115V/1Ph/cCSAus | https://www.zoellerpumps.com/en-us/products/sump-effluent-pumps/effluent/140-series | EA | 928 |  | 53514066185 | 48 | LB | 16.5 | 11 | 13.75 | 12 Months | YES
140-0009 | E140 25'Cd/230V/1Ph/cCSAus | E140 25'Cd/230V/1Ph/cCSAus | https://www.zoellerpumps.com/en-us/products/sump-effluent-pumps/effluent/140-series | EA | 1002 |  | 53514071271 | 48 | LB | 16.5 | 11 | 13.75 | 12 Months | YES
140-0016 | BN140 25'Cd/115V/1Ph/Pb25'/cCSAus | BN140 25'Cd/115V/1Ph/Pb25'/cCSAus | https://www.zoellerpumps.com/en-us/products/sump-effluent-pumps/effluent/140-series | EA | 983 |  | 53514106348 | 48 | LB | 16.5 | 11 | 13.75 | 12 Months | YES
140-0017 | E140 50'Cd/230V/1Ph/cCSAus | E140 50'Cd/230V/1Ph/cCSAus | https://www.zoellerpumps.com/en-us/products/sump-effluent-pumps/effluent/140-series | EA | 1052 |  | 53514107475 | 50 | LB | 16.5 | 11 | 13.75 | 12 Months | YES
140-0019 | BE140 25'Cd/230V/1Ph/Pb25/cCSAus | BE140 25'Cd/230V/1Ph/Pb25/cCSAus | https://www.zoellerpumps.com/en-us/products/sump-effluent-pumps/effluent/140-series | EA | 1053 |  | 53514150150 | 47 | LB | 16.5 | 11 | 13.75 | 12 Months | YES
140-0021 | N140 35'Cd/115V/1Ph/cCSAus | N140 35'Cd/115V/1Ph/cCSAus | https://www.zoellerpumps.com/en-us/products/sump-effluent-pumps/effluent/140-series | EA | 948 |  | 53514161729 | 48 | LB | 16.5 | 11 | 13.75 | 12 Months | YES
140-0023 | E140 35'Cd/230V/1Ph/cCSAus | E140 35'Cd/230V/1Ph/cCSAus | https://www.zoellerpumps.com/en-us/products/sump-effluent-pumps/effluent/140-series | EA | 1022 |  | 53514184391 | 49 | LB | 16.5 | 11 | 13.75 | 12 Months | YES
140-0024 | BE140 35'Cd/230V/1Ph/Pb35'/cCSAus | BE140 35'Cd/230V/1Ph/Pb35'/cCSAus | https://www.zoellerpumps.com/en-us/products/sump-effluent-pumps/effluent/140-series | EA | 1073 |  | 53514258207 | 49 | LB | 16.5 | 11 | 13.75 | 12 Months | YES
140-0028 | BN140 35'Cd/115V/1Ph/Pb35'/cCSAus | BN140 35'Cd/115V/1Ph/Pb35'/cCSAus | https://www.zoellerpumps.com/en-us/products/sump-effluent-pumps/effluent/140-series | EA | 1003 |  | 53514319663 | 48 | LB | 16.5 | 11 | 13.75 | 12 Months | YES
140-0031 | E140 15'Cd/230V/1Ph/cCSAus |  |  | EA | 967 |  | 53514487003 | 46 | LB | 14.25 | 8.063 | 10.875 | 12 Months | YES
142-0002 | N142 115V/1Ph/(170 Step System) |  |  | EA | 850 |  | 53514119577 | 54 | LB | 16.5 | 11 |  | 12 Months | NO
142-0006 | BN142 115V/1Ph |  |  | EA | 904 |  | 53514281731 | 47 | LB | 16.5 | 11 |  | 12 Months | NO
145-0002 | N145 115V/1Ph/60Hz/HH/Centrifugal/cCSAus | N145 115V/1Ph/60Hz/HH/Centrifugal/cCSAus | https://www.zoellerpumps.com/en-us/products/sump-effluent-pumps/effluent/140-series | EA | 836 |  | 53514213411 | 46 | LB | 16.5 | 11 | 13.75 | 12 Months | YES
145-0004 | E145 230V/1Ph/cCSAus | E145 230V/1Ph/cCSAus | https://www.zoellerpumps.com/en-us/products/sump-effluent-pumps/effluent/140-series | EA | 836 |  | 53514317232 | 46 | LB | 16.5 | 11 | 13.75 | 12 Months | YES
145-0005 | BN145 115V/1Ph/PB20'/60Hz/HH/Centrifugal/cCSAus | BN145 115V/1Ph/PB20'/60Hz/HH/Centrifugal/cCSAus | https://www.zoellerpumps.com/en-us/products/sump-effluent-pumps/effluent/140-series | EA | 891 |  | 53514237608 | 48 | LB | 16.5 | 11 | 13.75 | 12 Months | YES
145-0011 | BE145 230V/1Ph/Pb20'/cCSAus | BE145 230V/1Ph/Pb20'/cCSAus | https://www.zoellerpumps.com/en-us/products/sump-effluent-pumps/effluent/140-series | EA | 920 |  | 53514317256 | 46 | LB | 16.5 | 11 | 13.75 | 12 Months | YES
145-0012 | N145 35'Cd/115V/1Ph/60Hz/HH/Centrifugal/cCSAus | N145 35'Cd/115V/1Ph/60Hz/HH/Centrifugal/cCSAus | https://www.zoellerpumps.com/en-us/products/sump-effluent-pumps/effluent/140-series | EA | 916 |  | 53514329532 | 48 | LB | 16.5 | 11 | 13.75 | 12 Months | YES
145-0014 | N145 25'Cd/115V/1Ph/60Hz/HH/Centrifugal/cCSAus | N145 25'Cd/115V/1Ph/60Hz/HH/Centrifugal/cCSAus | https://www.zoellerpumps.com/en-us/products/sump-effluent-pumps/effluent/140-series | EA | 896 |  | 53514347550 | 47 | LB | 16.5 | 11 | 13.75 | 12 Months | YES
145-0015 | E145 35'Cd/230V/1Ph/cCSAus | E145 35'Cd/230V/1Ph/cCSAus | https://www.zoellerpumps.com/en-us/products/sump-effluent-pumps/effluent/140-series | EA | 916 |  | 53514360566 | 48 | LB | 16.5 | 11 | 13.75 | 12 Months | YES
145-0017 | BN145 35'Cd/115V/1Ph/PB35'/60Hz/HH/Centrifugal/cCSAus | BN145 35'Cd/115V/1Ph/PB35'/60Hz/HH/Centrifugal/cCSAus | https://www.zoellerpumps.com/en-us/products/sump-effluent-pumps/effluent/140-series | EA | 971 |  | 53514456276 | 48 | LB | 16.5 | 11 | 13.75 | 12 Months | YES
151-0002 | N151 115V/1Ph/ 1/3 Hp cCSAus | N151 115V/1Ph/ 1/3 Hp cCSAus | https://www.zoellerpumps.com/en-us/products/sump-effluent-pumps/effluent/150-series | EA | 445 |  | 53514141691 | 32 | LB | 16.5 | 11 | 13.75 | 36 Months | YES
151-0004 | E151 230V/1Ph/ 1/3Hp cCSAus | E151 230V/1Ph/ 1/3Hp cCSAus | https://www.zoellerpumps.com/en-us/products/sump-effluent-pumps/effluent/150-series | EA | 477 |  | 53514142063 | 32 | LB | 16.5 | 11 | 13.75 | 36 Months | YES
151-0005 | BN151 115V/1Ph/ 1/3Hp/Pb20'/cCSAus | BN151 115V/1Ph/ 1/3Hp/Pb20'/cCSAus | https://www.zoellerpumps.com/en-us/products/sump-effluent-pumps/effluent/150-series | EA | 508 |  | 53514142070 | 33 | LB | 16.5 | 11 | 13.75 | 36 Months | YES
151-0006 | BE151 230V/1Ph/ 1/3Hp/Pb20'/cCSAus | BE151 230V/1Ph/ 1/3Hp/Pb20'/cCSAus | https://www.zoellerpumps.com/en-us/products/sump-effluent-pumps/effluent/150-series | EA | 550 |  | 53514142087 | 33 | LB | 16.5 | 11 | 13.75 | 36 Months | YES
151-0010 | N151 50'Cd/115V/1Ph/ 1/3Hp/cCSAus | N151 50'Cd/115V/1Ph/ 1/3Hp/cCSAus | https://www.zoellerpumps.com/en-us/products/sump-effluent-pumps/effluent/150-series | EA | 595 |  | 53514200022 | 34 | LB | 16.5 | 11 | 13.75 | 36 Months | YES
151-0011 | N151 35'Cd/115V/1Ph/ 1/3Hp/cCSAus | N151 35'Cd/115V/1Ph/ 1/3Hp/cCSAus | https://www.zoellerpumps.com/en-us/products/sump-effluent-pumps/effluent/150-series | EA | 560 |  | 53514242190 | 34 | LB | 16.5 | 11 | 13.75 | 36 Months | YES
151-0012 | E151 25'Cd/230V/1Ph/1/3Hp/cCSAus | E151 25'Cd/230V/1Ph/1/3Hp/cCSAus | https://www.zoellerpumps.com/en-us/products/sump-effluent-pumps/effluent/150-series | EA | 582 |  | 53514256401 | 33 | LB | 16.5 | 11 | 13.75 | 36 Months | YES
151-0013 | N151 25'Cd/115V/1Ph/ 1/3 Hp cCSAus | N151 25'Cd/115V/1Ph/ 1/3 Hp cCSAus | https://www.zoellerpumps.com/en-us/products/sump-effluent-pumps/effluent/150-series | EA | 550 |  | 53514323882 | 32 | LB | 16.5 | 11 | 13.75 | 36 Months | YES
151-0015 | E151 35'Cd/230V/1Ph/1/3Hp/cCSAus | E151 35'Cd/230V/1Ph/1/3Hp/cCSAus | https://www.zoellerpumps.com/en-us/products/sump-effluent-pumps/effluent/150-series | EA | 592 |  | 53514365684 | 33 | LB | 16.5 | 11 | 13.75 | 36 Months | YES
151-0016 | BN151 25'Cd/115V/1Ph/ 1/3Hp/Pb25'/cCSAus | BN151 25'Cd/115V/1Ph/ 1/3Hp/Pb25'/cCSAus | https://www.zoellerpumps.com/en-us/products/sump-effluent-pumps/effluent/150-series | EA | 613 |  | 53514392741 | 33 | LB | 16.5 | 11 | 13.75 | 36 Months | YES
152-0002 | N152 115V/1Ph/.4Hp/cCSAus | N152 115V/1Ph/.4Hp/cCSAus | https://www.zoellerpumps.com/en-us/products/sump-effluent-pumps/effluent/150-series | EA | 498 |  | 53514118655 | 37 | LB | 16.5 | 11 | 13.75 | 36 Months | YES
152-0004 | E152 230V/1Ph/.4Hp/cCSAus | E152 230V/1Ph/.4Hp/cCSAus | https://www.zoellerpumps.com/en-us/products/sump-effluent-pumps/effluent/150-series | EA | 559 |  | 53514118662 | 37 | LB | 16.5 | 11 | 13.75 | 36 Months | YES
152-0005 | BN152 115V/1Ph/.4Hp/Pb20'/cCSAus | BN152 115V/1Ph/.4Hp/Pb20'/cCSAus | https://www.zoellerpumps.com/en-us/products/sump-effluent-pumps/effluent/150-series | EA | 563 |  | 53514118679 | 39 | LB | 16.5 | 11 | 13.75 | 36 Months | YES
152-0006 | BE152 230V/1Ph/.4Hp/Pb20'/cCSAus | BE152 230V/1Ph/.4Hp/Pb20'/cCSAus | https://www.zoellerpumps.com/en-us/products/sump-effluent-pumps/effluent/150-series | EA | 623 |  | 53514118686 | 39 | LB | 16.5 | 11 | 13.75 | 36 Months | YES
152-0007 | N152 35'Cd/115V/1Ph/.4Hp/cCSAus | N152 35'Cd/115V/1Ph/.4Hp/cCSAus | https://www.zoellerpumps.com/en-us/products/sump-effluent-pumps/effluent/150-series | EA | 613 |  | 53514148331 | 39 | LB | 16.5 | 11 | 13.75 | 36 Months | YES
152-0008 | N152 25'Cd/115V/1Ph/.4Hp/cCSAus | N152 25'Cd/115V/1Ph/.4Hp/cCSAus | https://www.zoellerpumps.com/en-us/products/sump-effluent-pumps/effluent/150-series | EA | 603 |  | 53514150358 | 39 | LB | 16.5 | 11 | 13.75 | 36 Months | YES
152-0009 | E152 50'Cd/230V/1Ph/.4Hp/cCSAus/(3Yr Warranty) | E152 50'Cd/230V/1Ph/.4Hp/cCSAus/(3Yr Warranty) | https://www.zoellerpumps.com/en-us/products/sump-effluent-pumps/effluent/150-series | EA | 709 |  | 53514165475 | 39 | LB | 16.5 | 11 | 13.75 | 36 Months | YES
152-0010 | N152 50'Cd/115V/1Ph/.4Hp/cCSAus | N152 50'Cd/115V/1Ph/.4Hp/cCSAus | https://www.zoellerpumps.com/en-us/products/sump-effluent-pumps/effluent/150-series | EA | 648 |  | 53514175610 | 39 | LB | 16.5 | 11 | 13.75 | 36 Months | YES
152-0011 | E152 25'Cd/230V/1Ph/.4Hp/cCSAus | E152 25'Cd/230V/1Ph/.4Hp/cCSAus | https://www.zoellerpumps.com/en-us/products/sump-effluent-pumps/effluent/150-series | EA | 664 |  | 53514177867 | 38 | LB | 16.5 | 11 | 13.75 | 36 Months | YES
152-0013 | BN152 35'Cd/115V/1P/.4Hp/Pb35'/cCSAus | BN152 35'Cd/115V/1P/.4Hp/Pb35'/cCSAus | https://www.zoellerpumps.com/en-us/products/sump-effluent-pumps/effluent/150-series | EA | 678 |  | 53514203023 | 40 | LB | 16.5 | 11 | 13.75 | 36 Months | YES
152-0017 | BN152 25'Cd/115V/1P/.4Hp/Pb25'/cCSAus | BN152 25'Cd/115V/1P/.4Hp/Pb25'/cCSAus | https://www.zoellerpumps.com/en-us/products/sump-effluent-pumps/effluent/150-series | EA | 668 |  | 53514245504 | 40 | LB | 16.5 | 11 | 13.75 | 36 Months | YES
152-0023 | E152 50'Cd/230V/1Ph/.4Hp/cCSAus | E152 50'Cd/230V/1Ph/.4Hp/cCSAus | https://www.zoellerpumps.com/en-us/products/sump-effluent-pumps/effluent/150-series | EA | 709 |  | 53514278120 | 40 | LB | 16.5 | 11 | 13.75 | 36 Months | YES
152-0030 | E152 35'Cd/230V/1Ph/.4Hp/cCSAus | E152 35'Cd/230V/1Ph/.4Hp/cCSAus | https://www.zoellerpumps.com/en-us/products/sump-effluent-pumps/effluent/150-series | EA | 674 |  | 53514360511 | 38 | LB | 16.5 | 11 | 13.75 | 36 Months | YES
152-0034 | BE152 35'Cd/230V/1Ph/.4Hp/Pb35'/cCSAus |  |  | EA | 738 |  | 53514486099 | 39 | LB | 39 | LB | LB | 36 Months | YES
153-0002 | N153 115V/1Ph/.5Hp/cCSAus | N153 115V/1Ph/.5Hp/cCSAus | https://www.zoellerpumps.com/en-us/products/sump-effluent-pumps/effluent/150-series | EA | 679 |  | 53514118716 | 37 | LB | 16.5 | 11 | 13.75 | 36 Months | YES
153-0004 | E153 230V/1Ph/.5Hp/cCSAus | E153 230V/1Ph/.5Hp/cCSAus | https://www.zoellerpumps.com/en-us/products/sump-effluent-pumps/effluent/150-series | EA | 747 |  | 53514118693 | 37 | LB | 16.5 | 11 | 13.75 | 36 Months | YES
153-0005 | BN153 115V/1Ph/.5Hp Pb20'/cCSAus | BN153 115V/1Ph/.5Hp Pb20'/cCSAus | https://www.zoellerpumps.com/en-us/products/sump-effluent-pumps/effluent/150-series | EA | 733 |  | 53514118723 | 39 | LB | 16.5 | 11 | 13.75 | 36 Months | YES
153-0006 | BE153 230V/1Ph/.5Hp/cCSAus | BE153 230V/1Ph/.5Hp/cCSAus | https://www.zoellerpumps.com/en-us/products/sump-effluent-pumps/effluent/150-series | EA | 816 |  | 53514118709 | 39 | LB | 16.5 | 11 | 13.75 | 36 Months | YES
153-0008 | N153 35'Cd/115V/1Ph/.5Hp/cCSAus | N153 35'Cd/115V/1Ph/.5Hp/cCSAus | https://www.zoellerpumps.com/en-us/products/sump-effluent-pumps/effluent/150-series | EA | 794 |  | 53514173890 | 39 | LB | 16.5 | 11 | 13.75 | 36 Months | YES
153-0011 | BN153 35'Cd/115V/1Ph/.5Hp/Pb35'/cCSAus | BN153 35'Cd/115V/1Ph/.5Hp/Pb35'/cCSAus | https://www.zoellerpumps.com/en-us/products/sump-effluent-pumps/effluent/150-series | EA | 848 |  | 53514203016 | 39 | LB | 16.5 | 11 | 13.75 | 36 Months | YES
153-0017 | N153 25'Cd/115V/1Ph/.5Hp/cCSAus | N153 25'Cd/115V/1Ph/.5Hp/cCSAus | https://www.zoellerpumps.com/en-us/products/sump-effluent-pumps/effluent/150-series | EA | 784 |  | 53514259099 | 39 | LB | 16.5 | 11 | 13.75 | 36 Months | YES
153-0020 | BN153 25'Cd/115V/1Ph/.5Hp/Pb25'/cCSAus | BN153 25'Cd/115V/1Ph/.5Hp/Pb25'/cCSAus | https://www.zoellerpumps.com/en-us/products/sump-effluent-pumps/effluent/150-series | EA | 838 |  | 53514308193 | 39 | LB | 16.5 | 11 | 13.75 | 36 Months | YES
153-0021 | E153 50'Cd/230V/1Ph/.5Hp/cCSAus | E153 50'Cd/230V/1Ph/.5Hp/cCSAus | https://www.zoellerpumps.com/en-us/products/sump-effluent-pumps/effluent/150-series | EA | 897 |  | 53514313760 | 40 | LB | 16.5 | 11 | 13.75 | 36 Months | YES
153-0027 | N153 6'Cd/115V/1Ph/.5Hp/cCSAus/Elevator Sump | N153 6'Cd/115V/1Ph/.5Hp/cCSAus/Elevator Sump | https://www.zoellerpumps.com/en-us/products/sump-effluent-pumps/effluent/150-series | EA | 583 |  | 53514330002 | 37 | LB | 16.5 | 11 | 13.75 | 36 Months | YES
153-0032 | E153 25'Cd/230V/1Ph/.5Hp/cCSAus | E153 25'Cd/230V/1Ph/.5Hp/cCSAus | https://www.zoellerpumps.com/en-us/products/sump-effluent-pumps/effluent/150-series | EA | 852 |  | 53514406073 | 37 | LB | 16.5 | 11 | 13.75 | 36 Months | YES
153-0033 | E153 35'Cd/230V/1Ph/.5Hp/cCSAus | E153 35'Cd/230V/1Ph/.5Hp/cCSAus | https://www.zoellerpumps.com/en-us/products/sump-effluent-pumps/effluent/150-series | EA | 862 |  | 53514411923 | 40 | LB | 16.5 | 11 | 13.75 | 36 Months | YES
161-0001 | M161 115V/1Ph/cCSAus | M161 115V/1Ph/cCSAus/UL | https://www.zoellerpumps.com/en-us/products/sump-effluent-pumps/commercial/160-series | EA | 1545 |  | 53514014933 | 83 | LB | 21.25 | 11.75 | 14.75 | 12 Months | YES
161-0002 | N161 115V/1Ph/CSA | N161 115V/1Ph/CSA | https://www.zoellerpumps.com/en-us/products/sump-effluent-pumps/commercial/160-series | EA | 1395 |  | 53514014940 | 82 | LB | 21.25 | 11.75 | 14.75 | 12 Months | YES
161-0003 | D161 230V/1Ph/cCSAus | D161 230V/1Ph/cCSAus/UL | https://www.zoellerpumps.com/en-us/products/sump-effluent-pumps/commercial/160-series | EA | 1621 |  | 53514014957 | 83 | LB | 21.25 | 11.75 | 14.75 | 36 Months | YES
161-0004 | E161 230V/1Ph/cCSAus | E161 230V/1Ph/cCSAus/UL | https://www.zoellerpumps.com/en-us/products/sump-effluent-pumps/commercial/160-series | EA | 1473 |  | 53514014964 | 82 | LB | 21.25 | 11.75 | 14.75 | 12 Months | YES
161-0005 | I161 200-208V/1Ph/cCSAus | I161 200-208V/1Ph/cCSAus | https://www.zoellerpumps.com/en-us/products/sump-effluent-pumps/commercial/160-series | EA | 1518 |  | 53514014971 | 82 | LB | 21.25 | 11.75 | 14.75 | 12 Months | YES
161-0006 | M161 25'Cd/115V/1Ph/cCSAus | M161 25'Cd/115V/1Ph/cCSAus/UL | https://www.zoellerpumps.com/en-us/products/sump-effluent-pumps/commercial/160-series | EA | 1650 |  | 53514014988 | 85 | LB | 21.25 | 11.75 | 14.75 | 12 Months | YES
161-0007 | G161 460V/3Ph/cCSAus | G161 460V/3Ph/cCSAus/UL | https://www.zoellerpumps.com/en-us/products/sump-effluent-pumps/commercial/160-series | EA | 1593 |  | 53514014995 | 82 | LB | 21.25 | 11.75 | 14.75 | 12 Months | YES
161-0008 | D161 35'Cd/230V/1Ph/cCSAus | D161 35'Cd/230V/1Ph/cCSAus/UL | https://www.zoellerpumps.com/en-us/products/sump-effluent-pumps/commercial/160-series | EA | 1736 |  | 53514015008 | 88 | LB | 21.25 | 11.75 | 14.75 | 36 Months | YES
161-0009 | M161 50'Cd/115V/1Ph/cCSAus | M161 50'Cd/115V/1Ph/cCSAus/UL | https://www.zoellerpumps.com/en-us/products/sump-effluent-pumps/commercial/160-series | EA | 1695 |  | 53514015015 | 92 | LB | 21.25 | 11.75 | 14.75 | 12 Months | YES
161-0010 | H161 200-208V/1Ph/cCSAus | H161 200-208V/1Ph/cCSAus | https://www.zoellerpumps.com/en-us/products/sump-effluent-pumps/commercial/160-series | EA | 1666 |  | 53514015022 | 83 | LB | 21.25 | 11.75 | 14.75 | 12 Months | YES
161-0011 | F161 230V/3Ph/cCSAus | F161 230V/3Ph/cCSAus/UL | https://www.zoellerpumps.com/en-us/products/sump-effluent-pumps/commercial/160-series | EA | 1593 |  | 53514015039 | 82 | LB | 21.25 | 11.75 | 14.75 | 12 Months | YES
161-0012 | J161 200-208V/3Ph/cCSAus | J161 200-208V/3Ph/cCSAus/UL | https://www.zoellerpumps.com/en-us/products/sump-effluent-pumps/commercial/160-series | EA | 1593 |  | 53514015046 | 82 | LB | 21.25 | 11.75 | 14.75 | 12 Months | YES
161-0016 | N161 35'Cd/115V/1Ph/CSA | N161 35'Cd/115V/1Ph/CSA/UL | https://www.zoellerpumps.com/en-us/products/sump-effluent-pumps/commercial/160-series | EA | 1510 |  | 53514026820 | 87 | LB | 21.25 | 11.75 | 14.75 | 12 Months | YES
161-0017 | M161 35'Cd/115V/1Ph/cCSAus | M161 35'Cd/115V/1Ph/cCSAus/UL | https://www.zoellerpumps.com/en-us/products/sump-effluent-pumps/commercial/160-series | EA | 1660 |  | 53514026882 | 88 | LB | 21.25 | 11.75 | 14.75 | 12 Months | YES
161-0020 | G161 35'Cd/460V/3Ph/cCSAus | G161 35'Cd/460V/3Ph/cCSAus/UL | https://www.zoellerpumps.com/en-us/products/sump-effluent-pumps/commercial/160-series | EA | 1708 |  | 53514028527 | 87 | LB | 21.25 | 11.75 | 14.75 | 12 Months | YES
161-0021 | E161 230V/1Ph/Wo Plug/cCSAus | E161 230V/1Ph/Wo Plug/cCSAus | https://www.zoellerpumps.com/en-us/products/sump-effluent-pumps/commercial/160-series | EA | 1473 |  | 53514045074 | 82 | LB | 21.25 | 11.75 | 14.75 | 12 Months | YES
161-0022 | I161 50'Cd/200-208V/1Ph/cCSAus | I161 50'Cd/200-208V/1Ph/cCSAus | https://www.zoellerpumps.com/en-us/products/sump-effluent-pumps/commercial/160-series | EA | 1668 |  | 53514037598 | 91 | LB | 21.25 | 11.75 | 14.75 | 12 Months | YES
161-0023 | J161 25'Cd/200-208V/3Ph/cCSAus | J161 25'Cd/200-208V/3Ph/cCSAus/UL | https://www.zoellerpumps.com/en-us/products/sump-effluent-pumps/commercial/160-series | EA | 1698 |  | 53514037857 | 84 | LB | 21.25 | 11.75 | 14.75 | 12 Months | YES
161-0024 | N161 50'Cd/115V/1Ph/CSA | N161 50'Cd/115V/1Ph/CSA | https://www.zoellerpumps.com/en-us/products/sump-effluent-pumps/commercial/160-series | EA | 1545 |  | 53514039936 | 91 | LB | 21.25 | 11.75 | 14.75 | 12 Months | YES
161-0025 | E161 230V/1Ph/Extra Duty | E161 230V/1Ph/Extra Duty | https://www.zoellerpumps.com/en-us/products/sump-effluent-pumps/commercial/160-series | EA | 1518 |  | 53514040918 | 82 | LB | 21.25 | 11.75 | 14.75 | 12 Months | YES
161-0026 | BN161 115V/1Ph/Pb20'/List,CSA/(161-0002) | BN161 115V/1Ph/Pb20'/List,CSA/(161-0002) | https://www.zoellerpumps.com/en-us/products/sump-effluent-pumps/commercial/160-series | EA | 1580 |  | 53514041458 | 84 | LB | 21.25 | 11.75 | 14.75 | 12 Months | YES
161-0027 | BE161 230V/1Ph/Pb20'/cCSAus/(161-0004) | BE161 230V/1Ph/Pb20'/cCSAus/UL/(161-0004) | https://www.zoellerpumps.com/en-us/products/sump-effluent-pumps/commercial/160-series | EA | 1513 |  | 53514041465 | 84 | LB | 21.25 | 11.75 | 14.75 | 12 Months | YES
161-0028 | N161 25'Cd/115V/1Ph/CSA | N161 25'Cd/115V/1Ph/CSA | https://www.zoellerpumps.com/en-us/products/sump-effluent-pumps/commercial/160-series | EA | 1500 |  | 53514047191 | 84 | LB | 21.25 | 11.75 | 14.75 | 12 Months | YES
161-0030 | D161 25'Cd/230V/1Ph/cCSAus | D161 25'Cd/230V/1Ph/cCSAus/UL | https://www.zoellerpumps.com/en-us/products/sump-effluent-pumps/commercial/160-series | EA | 1726 |  | 53514051303 | 85 | LB | 21.25 | 11.75 | 14.75 | 36 Months | YES
161-0031 | E161 35'Cd/230V/1Ph/cCSAus | E161 35'Cd/230V/1Ph/cCSAus/UL | https://www.zoellerpumps.com/en-us/products/sump-effluent-pumps/commercial/160-series | EA | 1588 |  | 53514056988 | 87 | LB | 21.25 | 11.75 | 14.75 | 12 Months | YES
161-0032 | G161 460V/3Ph/Extra Duty | G161 460V/3Ph/Extra Duty | https://www.zoellerpumps.com/en-us/products/sump-effluent-pumps/commercial/160-series | EA | 1638 |  | 53514064716 | 82 | LB | 21.25 | 11.75 | 14.75 | 12 Months | YES
161-0035 | I161 25'Cd/200-208V/1Ph/cCSAus | I161 25'Cd/200-208V/1Ph/cCSAus | https://www.zoellerpumps.com/en-us/products/sump-effluent-pumps/commercial/160-series | EA | 1623 |  | 53514078508 | 84 | LB | 21.25 | 11.75 | 14.75 | 12 Months | YES
161-0036 | I161 35'Cd/200-208V/1Ph/cCSAus | I161 35'Cd/200-208V/1Ph/cCSAus | https://www.zoellerpumps.com/en-us/products/sump-effluent-pumps/commercial/160-series | EA | 1633 |  | 53514078515 | 87 | LB | 21.25 | 11.75 | 14.75 | 12 Months | YES
161-0038 | E161 50'Cd/230V/1Ph/cCSAus | E161 50'Cd/230V/1Ph/cCSAus/UL | https://www.zoellerpumps.com/en-us/products/sump-effluent-pumps/commercial/160-series | EA | 1623 |  | 53514090555 | 91 | LB | 21.25 | 11.75 | 14.75 | 12 Months | YES
161-0042 | NX161 115V/1Ph/Ex Pr | NX161 115V/1Ph/Ex Pr/FM/CSA | https://www.zoellerpumps.com/en-us/products/sump-effluent-pumps/commercial/160-series | EA | 3024 |  | 53514107857 | 117 | LB | 32 | 12 | 15 | 12 Months | NO
161-0043 | IX161 200-208V/1Ph/Ex Pr | IX161 200-208V/1Ph/Ex Pr/FM/CSA | https://www.zoellerpumps.com/en-us/products/sump-effluent-pumps/commercial/160-series | EA | 3042 |  | 53514107864 | 117 | LB | 32 | 12 | 15 | 12 Months | NO
161-0044 | EX161 230V/1Ph/Ex Pr | EX161 230V/1Ph/Ex Pr/FM/CSA | https://www.zoellerpumps.com/en-us/products/sump-effluent-pumps/commercial/160-series | EA | 2997 |  | 53514107871 | 117 | LB | 32 | 12 | 15 | 12 Months | NO
161-0045 | JX161 200-208V/3Ph/Ex Pr | JX161 200-208V/3Ph/Ex Pr/FM/CSA | https://www.zoellerpumps.com/en-us/products/sump-effluent-pumps/commercial/160-series | EA | 3117 |  | 53514107888 | 117 | LB | 32 | 12 | 15 | 12 Months | NO
161-0046 | FX161 230V/3Ph/Ex Pr | FX161 230V/3Ph/Ex Pr/FM/CSA | https://www.zoellerpumps.com/en-us/products/sump-effluent-pumps/commercial/160-series | EA | 3194 |  | 53514107895 | 117 | LB | 32 | 12 | 15 | 12 Months | NO
161-0047 | GX161 460V/3Ph/Ex Pr | GX161 460V/3Ph/Ex Pr/FM/CSA | https://www.zoellerpumps.com/en-us/products/sump-effluent-pumps/commercial/160-series | EA | 3117 |  | 53514107901 | 117 | LB | 32 | 12 | 15 | 12 Months | NO
161-0048 | IX161 35'Cd/200-208V/1Ph/Ex Pr | IX161 35'Cd/200-208V/1Ph/Ex Pr/FM/CSA | https://www.zoellerpumps.com/en-us/products/sump-effluent-pumps/commercial/160-series | EA | 3157 |  | 53514121853 | 119 | LB | 32 | 12 | 15 | 12 Months | NO
161-0051 | NX161 50'Cd/115V/1Ph/XP | NX161 50'Cd/115V/1Ph/XP/FM/CSA | https://www.zoellerpumps.com/en-us/products/sump-effluent-pumps/commercial/160-series | EA | 3174 |  | 53514124267 | 123 | LB | 32 | 12 | 15 | 12 Months | NO
161-0052 | D161 50'Cd/230V/1Ph/cCSAus | D161 50'Cd/230V/1Ph/cCSAus/UL | https://www.zoellerpumps.com/en-us/products/sump-effluent-pumps/commercial/160-series | EA | 1771 |  | 53514124489 | 91 | LB | 21.25 | 11.75 | 14.75 | 36 Months | YES
161-0053 | NX161 35'Cd/115V/1Ph/XP | NX161 35'Cd/115V/1Ph/XP/FM/CSA | https://www.zoellerpumps.com/en-us/products/sump-effluent-pumps/commercial/160-series | EA | 3139 |  | 53514132347 | 121 | LB | 32 | 12 | 15 | 12 Months | NO
161-0054 | G161 50'Cd/460V/3Ph/cCSAus | G161 50'Cd/460V/3Ph/cCSAus/UL | https://www.zoellerpumps.com/en-us/products/sump-effluent-pumps/commercial/160-series | EA | 1743 |  | 53514147426 | 87 | LB | 21.25 | 11.75 | 14.75 | 12 Months | YES
161-0057 | J161 50'Cd/200-208V/3Ph/cCSAus | J161 50'Cd/200-208V/3Ph/cCSAus/UL | https://www.zoellerpumps.com/en-us/products/sump-effluent-pumps/commercial/160-series | EA | 1743 |  | 53514154639 | 84 | LB | 21.25 | 11.75 | 14.75 | 12 Months | YES
161-0059 | EX161 35'Cd/230V/1Ph/Ex Pr | EX161 35'Cd/230V/1Ph/Ex Pr/FM/CSA | https://www.zoellerpumps.com/en-us/products/sump-effluent-pumps/commercial/160-series | EA | 3112 |  | 53514159979 | 119 | LB | 32 | 12 | 15 | 12 Months | NO
161-0061 | EX161 25'Cd/230V/1Ph/Ex Pr | EX161 25'Cd/230V/1Ph/Ex Pr/FM/CSA | https://www.zoellerpumps.com/en-us/products/sump-effluent-pumps/commercial/160-series | EA | 3102 |  | 53514173555 | 119 | LB | 32 | 12 | 15 | 12 Months | NO
161-0062 | BN161 25'Cd/115V/1Ph/Pb25'/CSA | BN161 25'Cd/115V/1Ph/Pb25'/CSA | https://www.zoellerpumps.com/en-us/products/sump-effluent-pumps/commercial/160-series | EA | 1685 |  | 53514179946 | 85 | LB | 21.25 | 11.75 | 14.75 | 12 Months | YES
161-0063 | GX161 35'Cd/460V/3Ph/Ex Pr | GX161 35'Cd/460V/3Ph/Ex Pr/FM/CSA | https://www.zoellerpumps.com/en-us/products/sump-effluent-pumps/commercial/160-series | EA | 3232 |  | 53514181567 | 119 | LB | 32 | 12 | 15 | 12 Months | NO
161-0064 | NX161 25'Cd/115V/1Ph/Ex Pr | NX161 25'Cd/115V/1Ph/Ex Pr/FM/CSA | https://www.zoellerpumps.com/en-us/products/sump-effluent-pumps/commercial/160-series | EA | 3129 |  | 53514182106 | 118 | LB | 32 | 12 | 15 | 12 Months | NO
161-0065 | BN161 35'Cd/115V/1Ph/Pb35'/CSA | BN161 35'Cd/115V/1Ph/Pb35'/CSA | https://www.zoellerpumps.com/en-us/products/sump-effluent-pumps/commercial/160-series | EA | 1695 |  | 53514182595 | 87 | LB | 21.25 | 11.75 | 14.75 | 12 Months | YES
161-0071 | MX161 115V/1Ph/Ex Pr | MX161 115V/1Ph/Ex Pr/FM/CSA | https://www.zoellerpumps.com/en-us/products/sump-effluent-pumps/commercial/160-series | EA | 4339 |  | 53514236144 | 123 | LB | 32 | 12 | 15 | 12 Months | NO
161-0072 | DX161 230V/1Ph/EX Pr | DX161 230V/1Ph/EX Pr/FM/CSA | https://www.zoellerpumps.com/en-us/products/sump-effluent-pumps/commercial/160-series | EA | 4330 |  | 53514236168 | 123 | LB | 32 | 12 | 15 | 12 Months | NO
161-0073 | HX161 200-208V/1Ph/Ex Pr | HX161 200-208V/1Ph/Ex Pr/FM/CSA | https://www.zoellerpumps.com/en-us/products/sump-effluent-pumps/commercial/160-series | EA | 4375 |  | 53514236182 | 123 | LB | 32 | 12 | 15 | 12 Months | NO
161-0074 | JX161 50'Cd/200-208V/3Ph/Ex Pr | JX161 50'Cd/200-208V/3Ph/Ex Pr/FM/CSA | https://www.zoellerpumps.com/en-us/products/sump-effluent-pumps/commercial/160-series | EA | 3267 |  | 53514211127 | 128 | LB | 32 | 12 | 15 | 12 Months | NO
161-0075 | BN161 50'Cd/115V/1Ph/Pb50'/CSA/(161-0024) | BN161 50'Cd/115V/1Ph/Pb50'/CSA/(161-0024) | https://www.zoellerpumps.com/en-us/products/sump-effluent-pumps/commercial/160-series | EA | 1880 |  | 53514228279 | 88 | LB | 21.25 | 11.75 | 14.75 | 12 Months | YES
161-0076 | J161 35'Cd/200-208V/3Ph/cCSAus | J161 35'Cd/200-208V/3Ph/cCSAus/UL | https://www.zoellerpumps.com/en-us/products/sump-effluent-pumps/commercial/160-series | EA | 1708 |  | 53514234782 | 84 | LB | 21.25 | 11.75 | 14.75 | 12 Months | YES
161-0077 | IX161 50'Cd/200-208V/1Ph/Ex Pr | IX161 50'Cd/200-208V/1Ph/Ex Pr/FM/CSA | https://www.zoellerpumps.com/en-us/products/sump-effluent-pumps/commercial/160-series | EA | 3192 |  | 53514237325 | 119 | LB | 32 | 12 | 15 | 12 Months | NO
161-0078 | H161 25'Cd/ 200-208V/1Ph/cCSAus | H161 25'Cd/ 200-208V/1Ph/cCSAus | https://www.zoellerpumps.com/en-us/products/sump-effluent-pumps/commercial/160-series | EA | 1771 |  | 53514240745 | 83 | LB | 21.25 | 11.75 | 14.75 | 12 Months | YES
161-0083 | MX161 50'Cd/115V/1Ph/Ex Pr | MX161 50'Cd/115V/1Ph/Ex Pr/FM/CSA | https://www.zoellerpumps.com/en-us/products/sump-effluent-pumps/commercial/160-series | EA | 4489 |  | 53514259914 | 125 | LB | 32 | 12 | 15 | 12 Months | NO
161-0085 | N161 115V/1Ph/ED | N161 115V/1Ph/ED | https://www.zoellerpumps.com/en-us/products/sump-effluent-pumps/commercial/160-series | EA | 1440 |  | 53514270537 | 82 | LB | 21.25 | 11.75 | 14.75 | 12 Months | YES
161-0086 | BA161 575V/3Ph/cCSAus | BA161 575V/3Ph/cCSAus | https://www.zoellerpumps.com/en-us/products/sump-effluent-pumps/commercial/160-series | EA | 1643 |  | 53514271817 | 82 | LB | 21.25 | 11.75 | 14.75 | 12 Months | YES
161-0087 | BAX161 575V/3Ph/Ex Pr | BAX161 575V/3Ph/Ex Pr | https://www.zoellerpumps.com/en-us/products/sump-effluent-pumps/commercial/160-series | EA | 3167 |  | 53514282837 | 117 | LB | 32 | 12 | 15 | 12 Months | NO
161-0088 | IX161 25'Cd/200-208V/1Ph/Ex Pr | IX161 25'Cd/200-208V/1Ph/Ex Pr/FM/CSA | https://www.zoellerpumps.com/en-us/products/sump-effluent-pumps/commercial/160-series | EA | 3147 |  | 53514283551 | 119 | LB | 32 | 12 | 15 | 12 Months | NO
161-0090 | N161 6'Cd/115V/1Ph/CSA/Elevator Sump | N161 6'Cd/115V/1Ph/CSA/Elevator Sump | https://www.zoellerpumps.com/en-us/products/sump-effluent-pumps/commercial/160-series | EA | 1168 |  | 53514330026 | 82 | LB | 21.25 | 11.75 | 14.75 | 12 Months | YES
161-0092 | G161 25'Cd/460V/3Ph/cCSAus | G161 25'Cd/460V/3Ph/cCSAus/UL | https://www.zoellerpumps.com/en-us/products/sump-effluent-pumps/commercial/160-series | EA | 1698 |  | 53514312145 | 87 | LB | 21.25 | 11.75 | 14.75 | 12 Months | YES
161-0098 | MX161 35'Cd/115V/1Ph/Ex Pr | MX161 35'Cd/115V/1Ph/Ex Pr/FM/CSA | https://www.zoellerpumps.com/en-us/products/sump-effluent-pumps/commercial/160-series | EA | 4454 |  | 53514319380 | 124 | LB | 32 | 12 | 15 | 12 Months | NO
161-0099 | JX161 35'Cds/200-208V/3Ph/Ex Pr | JX161 35'Cds/200-208V/3Ph/Ex Pr/FM/CSA | https://www.zoellerpumps.com/en-us/products/sump-effluent-pumps/commercial/160-series | EA | 3259 |  | 53514325060 | 118 | LB | 32 | 12 | 15 | 12 Months | NO
161-0100 | DX161 50'Cd/230V/1Ph/EX Pr | DX161 50'Cd/230V/1Ph/EX Pr/FM/CSA | https://www.zoellerpumps.com/en-us/products/sump-effluent-pumps/commercial/160-series | EA | 4480 |  | 53514327729 | 123 | LB | 32 | 12 | 15 | 12 Months | NO
161-0101 | F161 50'Cd/230V/3Ph/cCSAus | F161 50'Cd/230V/3Ph/cCSAus | https://www.zoellerpumps.com/en-us/products/sump-effluent-pumps/commercial/160-series | EA | 1623 |  | 53514331344 | 87 | LB | 21.25 | 11.75 | 14.75 | 12 Months | YES
161-0103 | HX161 50'Cd/200-208V/1Ph/Ex Pr | HX161 50'Cd/200-208V/1Ph/Ex Pr/FM/CSA | https://www.zoellerpumps.com/en-us/products/sump-effluent-pumps/commercial/160-series | EA | 4525 |  | 53514333980 | 125 | LB | 32 | 12 | 15 | 12 Months | NO
161-0105 | GX161 25'Cd/460V/3Ph/Ex Pr | GX161 25'Cd/460V/3Ph/Ex Pr/FM/CSA | https://www.zoellerpumps.com/en-us/products/sump-effluent-pumps/commercial/160-series | EA | 3222 |  | 53514341268 | 119 | LB | 32 | 12 | 15 | 12 Months | NO
161-0106 | MX161 25'Cd/115V/1Ph/Ex Pr | MX161 25'Cd/115V/1Ph/Ex Pr/FM/CSA | https://www.zoellerpumps.com/en-us/products/sump-effluent-pumps/commercial/160-series | EA | 4444 |  | 53514350581 | 124 | LB | 32 | 12 | 15 | 12 Months | NO
161-0107 | DX161 35'Cd/230V/1Ph/EX Pr | DX161 35'Cd/230V/1Ph/EX Pr/FM/CSA | https://www.zoellerpumps.com/en-us/products/sump-effluent-pumps/commercial/160-series | EA | 4445 |  | 53514358884 | 123 | LB | 32 | 12 | 15 | 12 Months | NO
161-0108 | HX161 35'Cd/200-208V/1Ph/Ex Pr | HX161 35'Cd/200-208V/1Ph/Ex Pr/FM/CSA | https://www.zoellerpumps.com/en-us/products/sump-effluent-pumps/commercial/160-series | EA | 4490 |  | 53514378387 | 125 | LB | 32 | 12 | 15 | 12 Months | NO
161-0110 | FX161 50'CD/230V/3Ph/Ex Pr | FX161 50'CD/230V/3Ph/Ex Pr/FM/CSA | https://www.zoellerpumps.com/en-us/products/sump-effluent-pumps/commercial/160-series | EA | 3267 |  | 53514393915 | 117 | LB | 32 | 12 | 15 | 12 Months | NO
161-0117 | DX161 25'Cd/230V/1Ph/EX Pr | DX161 25'Cd/230V/1Ph/EX Pr | https://www.zoellerpumps.com/en-us/products/sump-effluent-pumps/commercial/160-series | EA | 4435 |  | 53514475406 | 123 | LB | 32 | 12 | 15 | 12 Months | NO
163-0001 | M163 115V/1Ph/cCSAus | M163 115V/1Ph/cCSAus/UL | https://www.zoellerpumps.com/en-us/products/sump-effluent-pumps/commercial/160-series | EA | 1545 |  | 53514015060 | 83 | LB | 21.25 | 11.75 | 14.75 | 12 Months | YES
163-0002 | N163 115V/1Ph/CSA | N163 115V/1Ph/CSA | https://www.zoellerpumps.com/en-us/products/sump-effluent-pumps/commercial/160-series | EA | 1395 |  | 53514015077 | 82 | LB | 21.25 | 11.75 | 14.75 | 12 Months | YES
163-0003 | D163 230V/1Ph/cCSAus | D163 230V/1Ph/cCSAus/UL | https://www.zoellerpumps.com/en-us/products/sump-effluent-pumps/commercial/160-series | EA | 1624 |  | 53514015084 | 83 | LB | 21.25 | 11.75 | 14.75 | 36 Months | YES
163-0004 | E163 230V/1Ph/cCSAus | E163 230V/1Ph/cCSAus/UL | https://www.zoellerpumps.com/en-us/products/sump-effluent-pumps/commercial/160-series | EA | 1473 |  | 53514015091 | 82 | LB | 21.25 | 11.75 | 14.75 | 12 Months | YES
163-0007 | H163 200-208V/1Ph/cCSAus | H163 200-208V/1Ph/cCSAus | https://www.zoellerpumps.com/en-us/products/sump-effluent-pumps/commercial/160-series | EA | 1669 |  | 53514015107 | 83 | LB | 21.25 | 11.75 | 14.75 | 12 Months | YES
163-0008 | J163 200-208V/3Ph/cCSAus | J163 200-208V/3Ph/cCSAus/UL | https://www.zoellerpumps.com/en-us/products/sump-effluent-pumps/commercial/160-series | EA | 1593 |  | 53514015114 | 82 | LB | 21.25 | 11.75 | 14.75 | 12 Months | YES
163-0009 | F163 230V/3Ph/cCSAus | F163 230V/3Ph/cCSAus/UL | https://www.zoellerpumps.com/en-us/products/sump-effluent-pumps/commercial/160-series | EA | 1593 |  | 53514015121 | 82 | LB | 21.25 | 11.75 | 14.75 | 12 Months | YES
163-0010 | I163 200-208V/1Ph/cCSAus | I163 200-208V/1Ph/cCSAus | https://www.zoellerpumps.com/en-us/products/sump-effluent-pumps/commercial/160-series | EA | 1518 |  | 53514015138 | 82 | LB | 21.25 | 11.75 | 14.75 | 12 Months | YES
163-0015 | N163 50'Cd/115V/1Ph/CSA | N163 50'Cd/115V/1Ph/CSA | https://www.zoellerpumps.com/en-us/products/sump-effluent-pumps/commercial/160-series | EA | 1545 |  | 53514015176 | 91 | LB | 21.25 | 11.75 | 14.75 | 12 Months | YES
163-0016 | M163 35'Cd/115V/1Ph/cCSAus | M163 35'Cd/115V/1Ph/cCSAus/UL | https://www.zoellerpumps.com/en-us/products/sump-effluent-pumps/commercial/160-series | EA | 1660 |  | 53514015183 | 88 | LB | 21.25 | 11.75 | 14.75 | 12 Months | YES
163-0017 | N163 35'Cd/115V/1Ph/CSA | N163 35'Cd/115V/1Ph/CSA | https://www.zoellerpumps.com/en-us/products/sump-effluent-pumps/commercial/160-series | EA | 1510 |  | 53514015190 | 87 | LB | 21.25 | 11.75 | 14.75 | 12 Months | YES
163-0018 | G163 25'Cd/460V/3Ph/cCSAus | G163 25'Cd/460V/3Ph/cCSAus/UL | https://www.zoellerpumps.com/en-us/products/sump-effluent-pumps/commercial/160-series | EA | 1698 |  | 53514015206 | 84 | LB | 21.25 | 11.75 | 14.75 | 12 Months | YES
163-0021 | N163 25'Cd/115V/1Ph/CSA | N163 25'Cd/115V/1Ph/CSA | https://www.zoellerpumps.com/en-us/products/sump-effluent-pumps/commercial/160-series | EA | 1500 |  | 53514015237 | 84 | LB | 21.25 | 11.75 | 14.75 | 12 Months | YES
163-0025 | D163 25'Cd/230V/1Ph/cCSAus | D163 25'Cd/230V/1Ph/cCSAus/UL | https://www.zoellerpumps.com/en-us/products/sump-effluent-pumps/commercial/160-series | EA | 1729 |  | 53514015268 | 85 | LB | 21.25 | 11.75 | 14.75 | 36 Months | YES
163-0028 | D163 230V/1Ph/Extra Duty | D163 230V/1Ph/Extra Duty | https://www.zoellerpumps.com/en-us/products/sump-effluent-pumps/commercial/160-series | EA | 1669 |  | 53514015299 | 83 | LB | 21.25 | 11.75 | 14.75 | 36 Months | YES
163-0029 | M163 50'Cd/115V/1Ph/cCSAus | M163 50'Cd/115V/1Ph/cCSAus/UL | https://www.zoellerpumps.com/en-us/products/sump-effluent-pumps/commercial/160-series | EA | 1695 |  | 53514026448 | 92 | LB | 21.25 | 11.75 | 14.75 | 12 Months | YES
163-0030 | M163 25'Cd/115V/1Ph/cCSAus | M163 25'Cd/115V/1Ph/cCSAus/UL | https://www.zoellerpumps.com/en-us/products/sump-effluent-pumps/commercial/160-series | EA | 1650 |  | 53514028237 | 85 | LB | 21.25 | 11.75 | 14.75 | 12 Months | YES
163-0031 | G163 460V/3Ph/cCSAus | G163 460V/3Ph/cCSAus/UL | https://www.zoellerpumps.com/en-us/products/sump-effluent-pumps/commercial/160-series | EA | 1593 |  | 53514028619 | 82 | LB | 21.25 | 11.75 | 14.75 | 12 Months | YES
163-0032 | G163 50'Cd/460V/3Ph/cCSAus | G163 50'Cd/460V/3Ph/cCSAus/UL | https://www.zoellerpumps.com/en-us/products/sump-effluent-pumps/commercial/160-series | EA | 1743 |  | 53514040529 | 91 | LB | 21.25 | 11.75 | 14.75 | 12 Months | YES
163-0033 | BE163 230V/1Ph/Pb20'/cCSAus/(163-0004) | BE163 230V/1Ph/Pb20'/cCSAus/UL/(163-0004) | https://www.zoellerpumps.com/en-us/products/sump-effluent-pumps/commercial/160-series | EA | 1514 |  | 53514041472 | 84 | LB | 21.25 | 11.75 | 14.75 | 12 Months | YES
163-0034 | BN163 115V/1Ph/Pb20'/CSA/(163-0002) | BN163 115V/1Ph/Pb20'/CSA/(163-0002) | https://www.zoellerpumps.com/en-us/products/sump-effluent-pumps/commercial/160-series | EA | 1580 |  | 53514041489 | 84 | LB | 21.25 | 11.75 | 14.75 | 12 Months | YES
163-0035 | E163 50'Cd/230V/1Ph/cCSAus | E163 50'Cd/230V/1Ph/cCSAus/UL | https://www.zoellerpumps.com/en-us/products/sump-effluent-pumps/commercial/160-series | EA | 1623 |  | 53514041533 | 91 | LB | 21.25 | 11.75 | 14.75 | 12 Months | YES
163-0037 | D163 35'Cd/230V/1Ph/cCSAus | D163 35'Cd/230V/1Ph/cCSAus/UL | https://www.zoellerpumps.com/en-us/products/sump-effluent-pumps/commercial/160-series | EA | 1739 |  | 53514046576 | 88 | LB | 21.25 | 11.75 | 14.75 | 36 Months | YES
163-0038 | H163 35'Cd/200-208V/1Ph/cCSAus | H163 35'Cd/200-208V/1Ph/cCSAus | https://www.zoellerpumps.com/en-us/products/sump-effluent-pumps/commercial/160-series | EA | 1784 |  | 53514048693 | 88 | LB | 21.25 | 11.75 | 14.75 | 12 Months | YES
163-0039 | I163 35'Cd/200-208V/1Ph/cCSAus | I163 35'Cd/200-208V/1Ph/cCSAus | https://www.zoellerpumps.com/en-us/products/sump-effluent-pumps/commercial/160-series | EA | 1633 |  | 53514054588 | 87 | LB | 21.25 | 11.75 | 14.75 | 12 Months | YES
163-0040 | N163 115V/1Ph/Extra Duty | N163 115V/1Ph/Extra Duty | https://www.zoellerpumps.com/en-us/products/sump-effluent-pumps/commercial/160-series | EA | 1440 |  | 53514063979 | 82 | LB | 21.25 | 11.75 | 14.75 | 12 Months | YES
163-0043 | E163 35'Cd/230V/1Ph/cCSAus | E163 35'Cd/230V/1Ph/cCSAus/UL | https://www.zoellerpumps.com/en-us/products/sump-effluent-pumps/commercial/160-series | EA | 1588 |  | 53514083564 | 86 | LB | 21.25 | 11.75 | 14.75 | 12 Months | YES
163-0044 | H163 200-208V/1Ph/ED | H163 200-208V/1Ph/ED | https://www.zoellerpumps.com/en-us/products/sump-effluent-pumps/commercial/160-series | EA | 1518 |  | 53514089917 | 83 | LB | 21.25 | 11.75 | 14.75 | 12 Months | YES
163-0048 | I163 50'Cd/200-208V/1Ph/cCSAus | I163 50'Cd/200-208V/1Ph/cCSAus | https://www.zoellerpumps.com/en-us/products/sump-effluent-pumps/commercial/160-series | EA | 1668 |  | 53514104504 | 96 | LB | 21.25 | 11.75 | 14.75 | 12 Months | YES
163-0049 | NX163 115V/1Ph/Ex Pr | NX163 115V/1Ph/Ex Pr/FM/CSA | https://www.zoellerpumps.com/en-us/products/sump-effluent-pumps/commercial/160-series | EA | 2936 |  | 53514107918 | 117 | LB | 32 | 12 | 15 | 12 Months | NO
163-0050 | EX163 230V/1Ph/Ex Pr | EX163 230V/1Ph/Ex Pr/FM/CSA | https://www.zoellerpumps.com/en-us/products/sump-effluent-pumps/commercial/160-series | EA | 2997 |  | 53514107925 | 117 | LB | 32 | 12 | 15 | 12 Months | NO
163-0051 | JX163 200-208V/3Ph/Ex Pr | JX163 200-208V/3Ph/Ex Pr/FM/CSA | https://www.zoellerpumps.com/en-us/products/sump-effluent-pumps/commercial/160-series | EA | 3117 |  | 53514107932 | 117 | LB | 32 | 12 | 15 | 12 Months | NO
163-0052 | FX163 230V/3Ph/Ex Pr | FX163 230V/3Ph/Ex Pr/FM/CSA | https://www.zoellerpumps.com/en-us/products/sump-effluent-pumps/commercial/160-series | EA | 3117 |  | 53514107949 | 117 | LB | 32 | 12 | 15 | 12 Months | NO
163-0053 | GX163 460V/3Ph/Ex Pr | GX163 460V/3Ph/Ex Pr/FM/CSA | https://www.zoellerpumps.com/en-us/products/sump-effluent-pumps/commercial/160-series | EA | 3117 |  | 53514107956 | 117 | LB | 32 | 12 | 15 | 12 Months | NO
163-0054 | IX163 200-208V/1Ph/Ex Pr | IX163 200-208V/1Ph/Ex Pr/FM/CSA | https://www.zoellerpumps.com/en-us/products/sump-effluent-pumps/commercial/160-series | EA | 3042 |  | 53514107963 | 117 | LB | 32 | 12 | 15 | 12 Months | NO
163-0055 | M163 115V/1Ph/ED | M163 115V/1Ph/ED | https://www.zoellerpumps.com/en-us/products/sump-effluent-pumps/commercial/160-series | EA | 1590 |  | 53514119010 | 83 | LB | 21.25 | 11.75 | 14.75 | 12 Months | YES
163-0056 | NX163 35'Cd/115V/1Ph/Ex Pr | NX163 35'Cd/115V/1Ph/Ex Pr/FM/CSA | https://www.zoellerpumps.com/en-us/products/sump-effluent-pumps/commercial/160-series | EA | 3051 |  | 53514128715 | 117 | LB | 32 | 12 | 15 | 12 Months | NO
163-0058 | D163 50'Cd/230V/1Ph/cCSAus | D163 50'Cd/230V/1Ph/cCSAus/UL | https://www.zoellerpumps.com/en-us/products/sump-effluent-pumps/commercial/160-series | EA | 1774 |  | 53514144104 | 91 | LB | 21.25 | 11.75 | 14.75 | 36 Months | YES
163-0059 | E163 230V/1Ph/Extra Duty | E163 230V/1Ph/Extra Duty | https://www.zoellerpumps.com/en-us/products/sump-effluent-pumps/commercial/160-series | EA | 1518 |  | 53514146726 | 82 | LB | 21.25 | 11.75 | 14.75 | 12 Months | YES
163-0061 | EX163 50'Cd/230V/1Ph/Ex Pr | EX163 50'Cd/230V/1Ph/Ex Pr/FM/CSA | https://www.zoellerpumps.com/en-us/products/sump-effluent-pumps/commercial/160-series | EA | 3147 |  | 53514148546 | 119 | LB | 32 | 12 | 15 | 12 Months | NO
163-0062 | NX163 50'Cd/115V/1Ph/Ex Pr | NX163 50'Cd/115V/1Ph/Ex Pr/FM/CSA | https://www.zoellerpumps.com/en-us/products/sump-effluent-pumps/commercial/160-series | EA | 3086 |  | 53514160548 | 119 | LB | 32 | 12 | 15 | 12 Months | NO
163-0066 | JX163 50'Cd/200-208V/3Ph/Ex Pr | JX163 50'Cd/200-208V/3Ph/Ex Pr/FM/CSA | https://www.zoellerpumps.com/en-us/products/sump-effluent-pumps/commercial/160-series | EA | 3267 |  | 53514167271 | 120 | LB | 32 | 12 | 15 | 12 Months | NO
163-0069 | J163 50'Cd/200-208V/3Ph/cCSAus | J163 50'Cd/200-208V/3Ph/cCSAus/UL | https://www.zoellerpumps.com/en-us/products/sump-effluent-pumps/commercial/160-series | EA | 1743 |  | 53514189563 | 85 | LB | 21.25 | 11.75 | 14.75 | 12 Months | YES
163-0072 | I163 25'Cd/200-208V/1Ph/cCSAus | I163 25'Cd/200-208V/1Ph/cCSAus | https://www.zoellerpumps.com/en-us/products/sump-effluent-pumps/commercial/160-series | EA | 1774 |  | 53514202415 | 86 | LB | 21.25 | 11.75 | 14.75 | 12 Months | YES
163-0073 | IX163 50'Cd/200-208V/1Ph/Ex Pr | IX163 50'Cd/200-208V/1Ph/Ex Pr/FM/CSA | https://www.zoellerpumps.com/en-us/products/sump-effluent-pumps/commercial/160-series | EA | 3192 |  | 53514204594 | 124 | LB | 32 | 12 | 15 | 12 Months | NO
163-0075 | MX163 115V/1Ph/Ex Pr | MX163 115V/1Ph/Ex Pr/FM/CSA | https://www.zoellerpumps.com/en-us/products/sump-effluent-pumps/commercial/160-series | EA | 4339 |  | 53514236205 | 123 | LB | 32 | 12 | 15 | 12 Months | NO
163-0076 | DX163 230V/1Ph/Ex Pr | DX163 230V/1Ph/Ex Pr/FM/CSA | https://www.zoellerpumps.com/en-us/products/sump-effluent-pumps/commercial/160-series | EA | 4330 |  | 53514236229 | 123 | LB | 32 | 12 | 15 | 12 Months | NO
163-0077 | HX163 200-208V/1Ph/Ex Pr | HX163 200-208V/1Ph/Ex Pr/FM/CSA | https://www.zoellerpumps.com/en-us/products/sump-effluent-pumps/commercial/160-series | EA | 4375 |  | 53514236243 | 123 | LB | 32 | 12 | 15 | 12 Months | NO
163-0078 | J163 35'Cd/200-208V/3Ph/cCSAus | J163 35'Cd/200-208V/3Ph/cCSAus/UL | https://www.zoellerpumps.com/en-us/products/sump-effluent-pumps/commercial/160-series | EA | 1708 |  | 53514220228 | 85 | LB | 21.25 | 11.75 | 14.75 | 12 Months | YES
163-0080 | JX163 35'Cd/200-208V/3Ph/Ex Pr | JX163 35'Cd/200-208V/3Ph/Ex Pr/FM/CSA | https://www.zoellerpumps.com/en-us/products/sump-effluent-pumps/commercial/160-series | EA | 3232 |  | 53514228729 | 117 | LB | 32 | 12 | 15 | 12 Months | NO
163-0084 | BA163 575V/3Ph/cCSAus | BA163 575V/3Ph/cCSAus | https://www.zoellerpumps.com/en-us/products/sump-effluent-pumps/commercial/160-series | EA | 1643 |  | 53514271978 | 82 | LB | 21.25 | 11.75 | 14.75 | 12 Months | YES
163-0085 | MX163 50'Cd/115V/1Ph/Ex Pr | MX163 50'Cd/115V/1Ph/Ex Pr/FM/CSA | https://www.zoellerpumps.com/en-us/products/sump-effluent-pumps/commercial/160-series | EA | 4489 |  | 53514281595 | 123 | LB | 32 | 12 | 15 | 12 Months | NO
163-0086 | BAX163 575V/3Ph/Ex Pr | BAX163 575V/3Ph/Ex Pr | https://www.zoellerpumps.com/en-us/products/sump-effluent-pumps/commercial/160-series | EA | 3167 |  | 53514282851 | 117 | LB | 32 | 12 | 15 | 12 Months | NO
163-0087 | BN163 115V/1Ph/Pb20'/Extra Duty | BN163 115V/1Ph/Pb20'/Extra Duty | https://www.zoellerpumps.com/en-us/products/sump-effluent-pumps/commercial/160-series | EA | 1625 |  | 53514285487 | 84 | LB | 21.25 | 11.75 | 14.75 | 12 Months | YES
163-0088 | MX163 25'Cd/115V/1Ph/Ex Pr | MX163 25'Cd/115V/1Ph/Ex Pr/FM/CSA | https://www.zoellerpumps.com/en-us/products/sump-effluent-pumps/commercial/160-series | EA | 4444 |  | 53514299934 | 122 | LB | 32 | 12 | 15 | 12 Months | NO
163-0089 | E163 25'Cd/230V/1Ph/cCSAus | E163 25'Cd/230V/1Ph/cCSAus/UL | https://www.zoellerpumps.com/en-us/products/sump-effluent-pumps/commercial/160-series | EA | 1578 |  | 53514301033 | 86 | LB | 21.25 | 11.75 | 14.75 | 12 Months | YES
163-0096 | GX163 50'Cd/460V/3Ph/Ex Pr | GX163 50'Cd/460V/3Ph/Ex Pr/FM/CSA | https://www.zoellerpumps.com/en-us/products/sump-effluent-pumps/commercial/160-series | EA | 3267 |  | 53514346065 | 118 | LB | 32 | 12 | 15 | 12 Months | NO
163-0097 | MX163 35'Cd/115V/1Ph/Ex Pr | MX163 35'Cd/115V/1Ph/Ex Pr/FM/CSA | https://www.zoellerpumps.com/en-us/products/sump-effluent-pumps/commercial/160-series | EA | 4454 |  | 53514355623 | 122 | LB | 32 | 12 | 15 | 12 Months | NO
163-0098 | IX163 35'Cd/200-208V/1Ph/Ex Pr | IX163 35'Cd/200-208V/1Ph/Ex Pr/FM/CSA | https://www.zoellerpumps.com/en-us/products/sump-effluent-pumps/commercial/160-series | EA | 3157 |  | 53514367145 | 124 | LB | 32 | 12 | 15 | 12 Months | NO
163-0099 | BN163 50'Cd/115V/1Ph/Pb50'/CSA/(163-0015) | BN163 50'Cd/115V/1Ph/Pb50'/CSA/(163-0015) | https://www.zoellerpumps.com/en-us/products/sump-effluent-pumps/commercial/160-series | EA | 1730 |  | 53514374075 | 88 | LB | 21.25 | 11.75 | 14.75 | 12 Months | YES
163-0102 | BN163 35'Cd/115V/1Ph/Pb35'/CSA/(163-0017) | BN163 35'Cd/115V/1Ph/Pb35'/CSA/(163-0017) | https://www.zoellerpumps.com/en-us/products/sump-effluent-pumps/commercial/160-series | EA | 1695 |  | 53514438319 | 88 | LB | 21.25 | 11.75 | 14.75 | 12 Months | YES
163-0103 | F163 50'Cd/230V/3Ph/cCSAus | F163 50'Cd/230V/3Ph/cCSAus/UL | https://www.zoellerpumps.com/en-us/products/sump-effluent-pumps/commercial/160-series | EA | 1743 |  | 53514438609 | 82 | LB | 21.25 | 11.75 | 14.75 | 12 Months | YES
163-0104 | J163 200-208V/3Ph/Extra Duty | J163 200-208V/3Ph/Extra Duty | https://www.zoellerpumps.com/en-us/products/sump-effluent-pumps/commercial/160-series | EA | 1638 |  | 53514439347 | 82 | LB | 21.25 | 11.75 | 14.75 | 12 Months | YES
163-0105 | FX163 50'Cd/230V/3Ph/Ex Pr | FX163 50'Cd/230V/3Ph/Ex Pr | https://www.zoellerpumps.com/en-us/products/sump-effluent-pumps/commercial/160-series | EA | 3267 |  | 53514439682 | 117 | LB | 32 | 12 | 15 | 12 Months | NO
163-0106 | HX163 50'Cd/200-208V/1Ph/Ex Pr | HX163 50'Cd/200-208V/1Ph/Ex Pr | https://www.zoellerpumps.com/en-us/products/sump-effluent-pumps/commercial/160-series | EA | 4525 |  | 53514454111 | 123 | LB | 32 | 12 | 15 | 12 Months | NO
165-0003 | D165 230V/1Ph/cCSAus | D165 230V/1Ph/cCSAus/UL | https://www.zoellerpumps.com/en-us/products/sump-effluent-pumps/commercial/160-series | EA | 1807 |  | 53514015305 | 83 | LB | 21.25 | 11.75 | 14.75 | 36 Months | YES
165-0004 | E165 230V/1Ph/cCSAus | E165 230V/1Ph/cCSAus/UL | https://www.zoellerpumps.com/en-us/products/sump-effluent-pumps/commercial/160-series | EA | 1649 |  | 53514015312 | 82 | LB | 21.25 | 11.75 | 14.75 | 12 Months | YES
165-0008 | G165 460V/3Ph/cCSAus | G165 460V/3Ph/cCSAus/UL | https://www.zoellerpumps.com/en-us/products/sump-effluent-pumps/commercial/160-series | EA | 1769 |  | 53514015329 | 82 | LB | 21.25 | 11.75 | 14.75 | 12 Months | YES
165-0009 | J165 200-208V/3Ph/cCSAus | J165 200-208V/3Ph/cCSAus/UL | https://www.zoellerpumps.com/en-us/products/sump-effluent-pumps/commercial/160-series | EA | 1769 |  | 53514015336 | 82 | LB | 21.25 | 11.75 | 14.75 | 12 Months | YES
165-0010 | E165 230V/1P/Wo Plug/cCSAus | E165 230V/1P/Wo Plug/cCSAus/UL | https://www.zoellerpumps.com/en-us/products/sump-effluent-pumps/commercial/160-series | EA | 1649 |  | 53514015343 | 82 | LB | 21.25 | 11.75 | 14.75 | 12 Months | YES
165-0011 | F165 50'Cd/230V/3Ph/cCSAus | F165 50'Cd/230V/3Ph/cCSAus/UL | https://www.zoellerpumps.com/en-us/products/sump-effluent-pumps/commercial/160-series | EA | 1919 |  | 53514015350 | 91 | LB | 21.25 | 11.75 | 14.75 | 12 Months | YES
165-0012 | H165 200-208V/1Ph/cCSAus | H165 200-208V/1Ph/cCSAus | https://www.zoellerpumps.com/en-us/products/sump-effluent-pumps/commercial/160-series | EA | 1852 |  | 53514015367 | 83 | LB | 21.25 | 11.75 | 14.75 | 12 Months | YES
165-0013 | E165 35'Cd/230V/1Ph/cCSAus | E165 35'Cd/230V/1Ph/cCSAus/UL | https://www.zoellerpumps.com/en-us/products/sump-effluent-pumps/commercial/160-series | EA | 1764 |  | 53514015374 | 87 | LB | 21.25 | 11.75 | 14.75 | 12 Months | YES
165-0014 | E165 50'Cd/230V/1Ph/cCSAus | E165 50'Cd/230V/1Ph/cCSAus/UL | https://www.zoellerpumps.com/en-us/products/sump-effluent-pumps/commercial/160-series | EA | 1799 |  | 53514015381 | 91 | LB | 21.25 | 11.75 | 14.75 | 12 Months | YES
165-0015 | F165 230V/3Ph/cCSAus | F165 230V/3Ph/cCSAus/UL | https://www.zoellerpumps.com/en-us/products/sump-effluent-pumps/commercial/160-series | EA | 1769 |  | 53514015398 | 82 | LB | 21.25 | 11.75 | 14.75 | 12 Months | YES
165-0016 | J165 200-208V/3Ph/ED | J165 200-208V/3Ph/ED | https://www.zoellerpumps.com/en-us/products/sump-effluent-pumps/commercial/160-series | EA | 1814 |  | 53514015404 | 82 | LB | 21.25 | 11.75 | 14.75 | 12 Months | YES
165-0018 | E165 230V/1Ph/Extra Duty | E165 230V/1Ph/Extra Duty | https://www.zoellerpumps.com/en-us/products/sump-effluent-pumps/commercial/160-series | EA | 1694 |  | 53514015428 | 82 | LB | 21.25 | 11.75 | 14.75 | 12 Months | YES
165-0019 | F165 25'Cd//230V/3Ph/cCSAus | F165 25'Cd//230V/3Ph/cCSAus/UL | https://www.zoellerpumps.com/en-us/products/sump-effluent-pumps/commercial/160-series | EA | 1874 |  | 53514015435 | 84 | LB | 21.25 | 11.75 | 14.75 | 12 Months | YES
165-0020 | I165 200-208V/1Ph/cCSAus | I165 200-208V/1Ph/cCSAus | https://www.zoellerpumps.com/en-us/products/sump-effluent-pumps/commercial/160-series | EA | 1694 |  | 53514015442 | 82 | LB | 21.25 | 11.75 | 14.75 | 12 Months | YES
165-0021 | H165 35'Cd/200-208V/1Ph/cCSAus | H165 35'Cd/200-208V/1Ph/cCSAus | https://www.zoellerpumps.com/en-us/products/sump-effluent-pumps/commercial/160-series | EA | 1967 |  | 53514015459 | 88 | LB | 21.25 | 11.75 | 14.75 | 12 Months | YES
165-0022 | G165 460V/3Ph/Extra Duty | G165 460V/3Ph/Extra Duty | https://www.zoellerpumps.com/en-us/products/sump-effluent-pumps/commercial/160-series | EA | 1814 |  | 53514015466 | 82 | LB | 21.25 | 11.75 | 14.75 | 12 Months | YES
165-0023 | G165 35'Cd/460V/3Ph/cCSAus | G165 35'Cd/460V/3Ph/cCSAus/UL | https://www.zoellerpumps.com/en-us/products/sump-effluent-pumps/commercial/160-series | EA | 1884 |  | 53514015473 | 87 | LB | 21.25 | 11.75 | 14.75 | 12 Months | YES
165-0025 | D165 230V/1Ph/Extra Duty | D165 230V/1Ph/Extra Duty | https://www.zoellerpumps.com/en-us/products/sump-effluent-pumps/commercial/160-series | EA | 1852 |  | 53514015497 | 83 | LB | 21.25 | 11.75 | 14.75 | 36 Months | YES
165-0026 | E165 25'Cd/230V/1Ph/cCSAus | E165 25'Cd/230V/1Ph/cCSAus/UL | https://www.zoellerpumps.com/en-us/products/sump-effluent-pumps/commercial/160-series | EA | 1754 |  | 53514029111 | 84 | LB | 21.25 | 11.75 | 14.75 | 12 Months | YES
165-0027 | BA165 575V/3Ph/cCSAus | BA165 575V/3Ph/cCSAus | https://www.zoellerpumps.com/en-us/products/sump-effluent-pumps/commercial/160-series | EA | 1819 |  | 53514030605 | 82 | LB | 21.25 | 11.75 | 14.75 | 12 Months | YES
165-0028 | J165 35'Cd/200-208V/3Ph/cCSAus | J165 35'Cd/200-208V/3Ph/cCSAus/UL | https://www.zoellerpumps.com/en-us/products/sump-effluent-pumps/commercial/160-series | EA | 1884 |  | 53514031992 | 87 | LB | 21.25 | 11.75 | 14.75 | 12 Months | YES
165-0029 | D165 35'Cd/230V/1Ph/cCSAus | D165 35'Cd/230V/1Ph/cCSAus/UL | https://www.zoellerpumps.com/en-us/products/sump-effluent-pumps/commercial/160-series | EA | 1922 |  | 53514039547 | 88 | LB | 21.25 | 11.75 | 14.75 | 36 Months | YES
165-0030 | BE165 230V/1Ph/Pb20'/cCSAus/(165-0004) | BE165 230V/1Ph/Pb20'/cCSAus/UL/(165-0004) | https://www.zoellerpumps.com/en-us/products/sump-effluent-pumps/commercial/160-series | EA | 1685 |  | 53514041786 | 84 | LB | 21.25 | 11.75 | 14.75 | 24 Months | YES
165-0031 | G165 50'Cd/460V/3Ph/cCSAus | G165 50'Cd/460V/3Ph/cCSAus/UL | https://www.zoellerpumps.com/en-us/products/sump-effluent-pumps/commercial/160-series | EA | 1919 |  | 53514044503 | 91 | LB | 21.25 | 11.75 | 14.75 | 12 Months | YES
165-0033 | F165 35'Cd/230V/3Ph/cCSAus | F165 35'Cd/230V/3Ph/cCSAus/UL | https://www.zoellerpumps.com/en-us/products/sump-effluent-pumps/commercial/160-series | EA | 1884 |  | 53514054007 | 91 | LB | 21.25 | 11.75 | 14.75 | 12 Months | YES
165-0039 | EX165 230V/1Ph/Ex Pr | EX165 230V/1Ph/Ex Pr/FM/CSA | https://www.zoellerpumps.com/en-us/products/sump-effluent-pumps/commercial/160-series | EA | 3219 |  | 53514107970 | 117 | LB | 32 | 12 | 15 | 12 Months | NO
165-0040 | JX165 200-208V/3Ph/Ex Pr | JX165 200-208V/3Ph/Ex Pr/FM/CSA | https://www.zoellerpumps.com/en-us/products/sump-effluent-pumps/commercial/160-series | EA | 3339 |  | 53514107987 | 117 | LB | 32 | 12 | 15 | 12 Months | NO
165-0041 | FX165 230V/3Ph/Ex Pr | FX165 230V/3Ph/Ex Pr/FM/CSA | https://www.zoellerpumps.com/en-us/products/sump-effluent-pumps/commercial/160-series | EA | 3339 |  | 53514107994 | 117 | LB | 32 | 12 | 15 | 12 Months | NO
165-0042 | GX165 460V/3Ph/Ex Pr | GX165 460V/3Ph/Ex Pr/FM/CSA | https://www.zoellerpumps.com/en-us/products/sump-effluent-pumps/commercial/160-series | EA | 3339 |  | 53514108007 | 117 | LB | 32 | 12 | 15 | 12 Months | NO
165-0043 | BAX165 575V/3Ph/Ex Pr | BAX165 575V/3Ph/Ex Pr | https://www.zoellerpumps.com/en-us/products/sump-effluent-pumps/commercial/160-series | EA | 3389 |  | 53514108014 | 117 | LB | 32 | 12 | 15 | 12 Months | NO
165-0044 | IX165 200-208V/1Ph/Ex Pr | IX165 200-208V/1Ph/Ex Pr/FM/CSA | https://www.zoellerpumps.com/en-us/products/sump-effluent-pumps/commercial/160-series | EA | 3264 |  | 53514108045 | 117 | LB | 32 | 12 | 15 | 12 Months | NO
165-0046 | G165 25'Cd/460V/3Ph/cCSAus | G165 25'Cd/460V/3Ph/cCSAus/UL | https://www.zoellerpumps.com/en-us/products/sump-effluent-pumps/commercial/160-series | EA | 1874 |  | 53514114336 | 87 | LB | 21.25 | 11.75 | 14.75 | 12 Months | YES
165-0048 | EX165 50'Cd/230V/1Ph/Ex Pr | EX165 50'Cd/230V/1Ph/Ex Pr/FM/CSA | https://www.zoellerpumps.com/en-us/products/sump-effluent-pumps/commercial/160-series | EA | 3369 |  | 53514153465 | 117 | LB | 32 | 12 | 15 | 12 Months | NO
165-0050 | H165 25'Cd/200-208V/1Ph/cCSAus | H165 25'Cd/200-208V/1Ph/cCSAus | https://www.zoellerpumps.com/en-us/products/sump-effluent-pumps/commercial/160-series | EA | 1912 |  | 53514172749 | 84 | LB | 21.25 | 11.75 | 14.75 | 12 Months | YES
165-0053 | GX165 50'Cd/460V/3Ph/Ex Pr | GX165 50'Cd/460V/3Ph/Ex Pr/FM/CSA | https://www.zoellerpumps.com/en-us/products/sump-effluent-pumps/commercial/160-series | EA | 3489 |  | 53514177560 | 117 | LB | 32 | 12 | 15 | 12 Months | NO
165-0056 | D165 50'Cd/230V/1Ph/cCSAus | D165 50'Cd/230V/1Ph/cCSAus/UL | https://www.zoellerpumps.com/en-us/products/sump-effluent-pumps/commercial/160-series | EA | 1957 |  | 53514201784 | 91 | LB | 21.25 | 11.75 | 14.75 | 36 Months | YES
165-0057 | DX165 230V/1Ph/Ex Pr | DX165 230V/1Ph/Ex Pr/FM/CSA | https://www.zoellerpumps.com/en-us/products/sump-effluent-pumps/commercial/160-series | EA | 4420 |  | 53514236267 | 124 | LB | 32 | 12 | 15 | 12 Months | NO
165-0058 | HX165 200-208V/1Ph/Ex Pr | HX165 200-208V/1Ph/Ex Pr/FM/CSA | https://www.zoellerpumps.com/en-us/products/sump-effluent-pumps/commercial/160-series | EA | 4465 |  | 53514236281 | 124 | LB | 32 | 12 | 15 | 12 Months | NO
165-0061 | J165 50'Cd/200-208V/3Ph/cCSAus | J165 50'Cd/200-208V/3Ph/cCSAus/UL | https://www.zoellerpumps.com/en-us/products/sump-effluent-pumps/commercial/160-series | EA | 1919 |  | 53514240288 | 84 | LB | 21.25 | 11.75 | 14.75 | 12 Months | YES
165-0064 | I165 50' Cord/200-208V/1Ph/cCSAus | I165 50' Cord/200-208V/1Ph/cCSAus | https://www.zoellerpumps.com/en-us/products/sump-effluent-pumps/commercial/160-series | EA | 1844 |  | 53514263218 | 84 | LB | 21.25 | 11.75 | 14.75 | 12 Months | YES
165-0065 | DX165 50'Cd/230V/1Ph/Ex Pr | DX165 50'Cd/230V/1Ph/Ex Pr/FM/CSA | https://www.zoellerpumps.com/en-us/products/sump-effluent-pumps/commercial/160-series | EA | 4570 |  | 53514292232 | 126 | LB | 32 | 12 | 15 | 12 Months | NO
165-0066 | EX165 35'Cd/230V/1Ph/Ex Pr | EX165 35'Cd/230V/1Ph/Ex Pr/FM/CSA | https://www.zoellerpumps.com/en-us/products/sump-effluent-pumps/commercial/160-series | EA | 3334 |  | 53514305192 | 119 | LB | 32 | 12 | 15 | 12 Months | NO
165-0072 | FX165 35'Cd/230V/3Ph/Ex Pr | FX165 35'Cd/230V/3Ph/Ex Pr/FM/CSA | https://www.zoellerpumps.com/en-us/products/sump-effluent-pumps/commercial/160-series | EA | 3454 |  | 53514332440 | 118 | LB | 32 | 12 | 15 | 12 Months | NO
165-0074 | IX165 50'Cd/200-208V/1Ph/Ex Pr | IX165 50'Cd/200-208V/1Ph/Ex Pr/FM/CSA | https://www.zoellerpumps.com/en-us/products/sump-effluent-pumps/commercial/160-series | EA | 3414 |  | 53514358303 | 117 | LB | 32 | 12 | 15 | 12 Months | NO
165-0075 | D165 25'Cd/230V/1Ph/cCSAus | D165 25'Cd/230V/1Ph/cCSAus/UL | https://www.zoellerpumps.com/en-us/products/sump-effluent-pumps/commercial/160-series | EA | 1912 |  | 53514362607 | 83 | LB | 21.25 | 11.75 | 14.75 | 36 Months | YES
165-0076 | GX165 35'Cd/460V/3Ph/Ex Pr | GX165 35'Cd/460V/3Ph/Ex Pr/FM/CSA | https://www.zoellerpumps.com/en-us/products/sump-effluent-pumps/commercial/160-series | EA | 3454 |  | 53514367817 | 117 | LB | 32 | 12 | 15 | 12 Months | NO
165-0077 | JX165 50'Cd/200-208V/3Ph/Ex Pr | JX165 50'Cd/200-208V/3Ph/Ex Pr/FM/CSA | https://www.zoellerpumps.com/en-us/products/sump-effluent-pumps/commercial/160-series | EA | 3489 |  | 53514372439 | 117 | LB | 32 | 12 | 15 | 12 Months | NO
165-0079 | I165 35' Cord/200-208V/1Ph/cCSAus | I165 35' Cord/200-208V/1Ph/cCSAus | https://www.zoellerpumps.com/en-us/products/sump-effluent-pumps/commercial/160-series | EA | 1809 |  | 53514376048 | 82 | LB | 21.25 | 11.75 | 14.75 | 12 Months | YES
170-0022 | Valve Asm,Bull Run |  |  | EA | 180 |  | 53514080167 | 3 | LB | 8.5 | 7.5 |  | 12 Months | NO
170-0044 | Key,Actuator 28" Long |  |  | EA | 46 |  | 53514087920 | 2 | LB | 29 | 1 |  | 12 Months | NO
170-0045 | Key,Actuator 36" Long |  |  | EA | 50 |  | 53514087937 | 3 | LB | 37 | 1 |  | 12 Months | NO
170-0046 | Key,Actuator 48" Long |  |  | EA | 65 |  | 53514087944 | 4 | LB | 49 | 1 |  | 12 Months | NO
170-0048 | Valve Asm,Jandy 3-Port |  |  | EA | 175 |  | 53514091224 | 2 | LB | 7 | 5.25 |  | 12 Months | NO
170-0049 | Valve Asm,Jandy 2-Port |  |  | EA | 136 |  | 53514091231 | 2 | LB | 7 | 5.25 |  | 12 Months | NO
17-0005 | Conversion Kit,2" To 3" V Or D | Conversion Kit,2" To 3" V Or D | https://www.zoellerpumps.com/en-us/products/package-systems/basins | EA | 45 |  | 53514015503 | 0.5 | LB | 7 | 5.25 | 6 | 12 Months | NO
170-0050 | Actuator, Valve 24V |  |  | EA | 480 |  | 53514091248 | 4 | LB | 7 | 5.25 |  | 12 Months | NO
170-0055 | Float Tree,Asm-3 Float |  |  | EA | 348 |  | 53514091811 | 2 | LB | 38 | 4.75 |  | 12 Months | NO
170-0056 | Float Tree,Asm-4 Float |  |  | EA | 430 |  | 53514091828 | 2 | LB | 38 | 4.75 |  | 12 Months | NO
170-0057 | Float Tree,Asm-2 Float |  |  | EA | 255 |  | 53514091835 | 2 | LB | 38 | 4.75 |  | 12 Months | NO
170-0060 | Float Tree,Asm-Dbl Piggyback/115V |  |  | EA | 355 |  | 53514094447 | 2 | LB | 38 | 4.75 |  | 12 Months | NO
170-0061 | Float Tree,Asm-Dbl Piggyback/230V |  |  | EA | 347 |  | 53514094454 | 2 | LB | 38 | 4.75 |  | 12 Months | NO
170-0064 | Valve Asm,K Rain 4402/1.25"Inlet/2 Outlet Oper |  |  | EA | 171 |  | 53514106638 | 4 | LB | 7 | 5.25 |  | 12 Months | NO
170-0065 | Valve Asm,K Rain 4403/1.25"Inlet/3 Outlet Oper |  |  | EA | 184 |  | 53514106645 | 4 | LB | 7 | 5.25 |  | 12 Months | NO
170-0066 | Valve Asm,K Rain 4404/1.25"Inlet/4 Outlet Oper |  |  | EA | 171 |  | 53514105532 | 4 | LB | 7 | 5.25 |  | 12 Months | NO
170-0067 | Valve Asm,K Rain 4605/1.25"Inlet/5 Outlet Oper |  |  | EA | 179 |  | 53514106652 | 4 | LB | 7 | 5.25 |  | 12 Months | NO
170-0068 | Valve Asm,K Rain 4606/1.25"Inlet/6 Outlet Oper |  |  | EA | 167 |  | 53514106669 | 4 | LB | 7 | 5.25 |  | 12 Months | NO
170-0069 | Valve Asm,K Rain 6402/1.5"Inlet/2 Outlet Oper |  |  | EA | 326 |  | 53514106676 | 8 | LB | 7 | 5.25 |  | 12 Months | NO
17-0007 | Conversion Kit,3" To 2" Vent Or Discharge/Flange/Slip/Bolt-On | Conversion Kit,3" To 2" Vent Or Discharge/Flange/Slip/Bolt-On | https://www.zoellerpumps.com/en-us/products/package-systems/basins | EA | 37 |  | 53514015527 | 0.5 | LB | 7 | 5.25 | 6 | 12 Months | NO
170-0070 | Valve Asm,K Rain 6403/1.5"Inlet/3 Outlet Oper |  |  | EA | 326 |  | 53514106683 | 8 | LB | 8 | 7.5 |  | 12 Months | NO
170-0071 | Valve Asm,K Rain 6404/1.5"Inlet/4 Outlet Oper |  |  | EA | 327 |  | 53514106690 | 8 | LB | 8 | 7.5 |  | 12 Months | NO
170-0072 | Valve Asm,K Rain 6605/1.5"Inlet/5 Outlet Oper |  |  | EA | 339 |  | 53514106706 | 8 | LB | 8 | 7.5 |  | 12 Months | NO
170-0073 | Valve Asm,K Rain 6606/1.5"Inlet/6 Outlet Oper |  |  | EA | 331 |  | 53514106713 | 8 | LB | 8 | 7.5 |  | 12 Months | NO
170-0074 | Valve,K-Rain Pipe Kit/"4000" 2-4 Zone |  |  | EA | 59 |  | 53514108281 | 1 | LB | 8 | 7.5 |  | 12 Months | NO
170-0075 | Valve,K-Rain Pipe Kit/"4000" 5-6 Zone |  |  | EA | 68 |  | 53514108298 | 1 | LB | 8 | 7.5 |  | 12 Months | NO
170-0078 | Filter,WW Residential |  |  | EA | 50 |  | 53514112578 | 2 | LB | 30 | 4.5 |  | Limited lifetime | NO
170-0079 | Filter,WW Res/(10 Pack) |  |  | EA | 390 |  | 53514113612 | 16 | LB | 25 | 12.75 |  | Limited lifetime | NO
170-0082 | Discharge Asm,Flexible/1.25"Pvc/HH Step/Sch 40 |  |  | EA | 263 |  | 53514119614 | 4 | LB | 8 | 7.5 |  | 12 Months | NO
170-0083 | Discharge Asm,Flexible/1.25"Pvc/Step/Sch 40 |  |  | EA | 223 |  | 53514119638 | 4 | LB | 8 | 7.5 |  | 12 Months | NO
170-0084 | Discharge Asm,Flexible/1.25"Pvc/Chk/Step/Sch 40 |  |  | EA | 259 |  | 53514119645 | 4 | LB | 8 | 7.5 |  | 12 Months | NO
170-0144 | Filter,WW W-Sanitary Tee/Single Pack |  |  | EA | 83 |  | 53514122973 | 3.5 | LB | 25 | 5 |  | Limited lifetime | NO
170-0145 | Filter,WW/W-Sanitary Tee/10-Pack |  |  | EA | 714 |  | 53514122980 | 28.5 | LB | 31 | 10.5 |  | Limited lifetime | NO
170-0148 | Discharge,Asm/1.25"Pvc/HH Step/Sch 80 |  |  | EA | 340 |  | 53514127602 | 5 | LB | 8 | 7.5 |  | 12 Months | NO
170-0149 | Valve Asm,Jandy 3-Port 1.5"Id X 2" OD |  |  | EA | 190 |  | 53514130510 | 2 | LB | 7 | 5.25 |  | 12 Months | NO
170-0150 | Valve Asm,Jandy 2-Port 1.5" Id X 2" OD |  |  | EA | 190 |  | 53514130527 | 2 | LB | 7 | 5.25 |  | 12 Months | NO
170-0177 | Asm,Extension Kit For 5041 Step/3'Length/2" Disc/Simplex |  |  | EA | 179 |  | 53514195694 | 6.88 | LB | 15.25 | 15 |  | 12 Months | NO
170-0181 | Discharge Asm,1" Pvc/HH Step/Sch 40 |  |  | EA | 259 |  | 53514203436 | 4 | LB | 8 | 7.5 |  | 12 Months | NO
170-0182 | Discharge Asm,1.25" Pvc/HH Step/Sch 40 |  |  | EA | 276 |  | 53514203511 | 3.2 | LB | 8 | 7.5 |  | 12 Months | NO
170-0183 | Discharge Asm,2"Pvc/HH Step/Sch 40 |  |  | EA | 400 |  | 53514203528 | 9.5 | LB | 8 | 7.5 |  | 12 Months | NO
170-0184 | Discharge Asm,1.25"Pvc/HH Step/96"Tank/Sch 40 |  |  | EA | 322 |  | 53514203535 | 8 | LB | 8 | 7.5 |  | 12 Months | NO
170-0185 | Discharge Asm,2"Pvc/HH Step/96"Tank/Sch 40 |  |  | EA | 430 |  | 53514203542 | 9 | LB | 8 | 7.5 |  | 12 Months | NO
170-0186 | Discharge Asm,1.25"Pvc/HH Step/120"Tank/Sch 40 |  |  | EA | 365 |  | 53514203559 | 10 | LB | 8 | 7.5 |  | 12 Months | NO
170-0187 | Discharge Asm,2"Pvc/HH Step/120"Tank/Sch 40 |  |  | EA | 486 |  | 53514203566 | 11 | LB | 8 | 7.5 |  | 12 Months | NO
170-0195 | Discharge Asm,2"Pvc/HH Step Turbine/Dual Discharge/Sch 40 |  |  | EA | 786 |  | 53514245542 | 13 | LB | 5.5 | 10 |  | 12 Months | NO
170-0197 | Discharge Asm,1.25"Pvc/HH Step Turbine/Dual Discharge/Sch 40 |  |  | EA | 614 |  | 53514255367 | 12 | LB | 5.5 | 10 |  | 12 Months | NO
170-0206 | Asm,Extension Kit For 5041 Step/3'Length/2" Disc/Duplex |  |  | EA | 281 |  | 53514300739 | 8.38 | LB | 15 | 15.25 |  | 12 Months | NO
170-0217 | Discharge Asm,Flexible/1.25"Pvc/72"HH Step/Sch 40 |  |  | EA | 203 |  | 53514485115 | 4 | LB | 8 | 7.5 |  | 12 Months | NO
17-0074 | Cover,D-36"Dia/3V3D/10'T/Insp & Access | Cover,D-36"Dia/3V3D/10'T/Insp & Access | https://www.zoellerpumps.com/en-us/products/package-systems/basins | EA | 1217 |  | 53514016104 | 100 | LB | 1 | 40 | 40 | 12 Months | NO
17-0080 | Cover,S-18"Dia/2V2D/10'T/For Fg & Poly Basin | Cover,S-18"Dia/2V2D/10'T/For Fg & Poly Basin | https://www.zoellerpumps.com/en-us/products/package-systems/basins | EA | 131 |  | 53514025427 | 17 | LB | 1 | 22 | 22 | 12 Months | NO
17-0131 | Cover,S-18"Dia/3V1.5D/For Radon Basin | Cover,S-18"Dia/3V1.5D/For Radon Basin | https://www.zoellerpumps.com/en-us/products/package-systems/basins | EA | 92 |  | 53514038465 | 9 | LB | 1 | 22 | 22 | 12 Months | NO
17-0135 | Cover,S-P 18"Dia(Economy)(For Pedestal Pump) | Cover,S-P 18"Dia(Economy)(For Pedestal Pump) | https://www.zoellerpumps.com/en-us/products/package-systems/basins | EA | 45 |  | 53514040130 | 1 | LB | 1 | 22 | 22 | 12 Months | NO
17-0149 | Cover,Blank-36"Dia. Fg/W-Hardware Pak | Cover,Blank-36"Dia. Fg/W-Hardware Pak | https://www.zoellerpumps.com/en-us/products/package-systems/basins | EA | 437 |  | 53514046071 | 40 | LB | 1 | 40 | 40 | 12 Months | NO
17-0181 | Cover,S-P 18"Dia/0V2D | Cover,S-P 18"Dia/0V2D | https://www.zoellerpumps.com/en-us/products/package-systems/basins | EA | 73 |  | 53514062392 | 5 | LB | 1 | 22 | 22 | 12 Months | NO
17-0190 | Cover,Split-S/18"Dia/2V2D | Cover,Split-S/18"Dia/2V2D | https://www.zoellerpumps.com/en-us/products/package-systems/basins | EA | 87 |  | 53514065225 | 9 | LB | 1 | 22 | 22 | 12 Months | NO
17-0275 | Cover,24"Dia/Septic Tank Riser | Cover,24"Dia/Septic Tank Riser | https://www.zoellerpumps.com/en-us/products/package-systems/basins | EA | 167 |  | 53514092528 | 16 | LB | 1 | 28 | 28 | 12 Months | NO
17-0276 | Cover,S-18"Dia/2V2D/14Ga | Cover,S-18"Dia/2V2D/14Ga | https://www.zoellerpumps.com/en-us/products/package-systems/basins | EA | 75 |  | 53514095611 | 8 | LB | 1 | 22 | 22 | 12 Months | NO
17-0294 | Cover,S-P 18"Dia/0V1.5D | Cover,S-P 18"Dia/0V1.5D | https://www.zoellerpumps.com/en-us/products/package-systems/basins | EA | 62 |  | 53514097738 | 5 | LB | 1 | 22 | 22 | 12 Months | NO
17-0337 | Cover,Blank-24"Dia/Molded Fg/W-Hardware Pak | Cover,Blank-24"Dia/Molded Fg/W-Hardware Pak | https://www.zoellerpumps.com/en-us/products/package-systems/basins | EA | 281 |  | 53514113346 | 15 | LB | 1 | 28 | 28 | 12 Months | NO
17-0342 | Cover,30"Dia/Septic Tank Riser | Cover,30"Dia/Septic Tank Riser | https://www.zoellerpumps.com/en-us/products/package-systems/basins | EA | 325 |  | 53514112684 | 24 | LB | 1 | 34 | 34 | 12 Months | NO
17-0411 | Cover,S-18"Dia/PSF/2&3V-2D/Economy Basin | Cover,S-18"Dia/PSF/2&3V-2D/Economy Basin | https://www.zoellerpumps.com/en-us/products/package-systems/basins | EA | 77 |  | 53514134167 | 8 | LB | 1 | 22 | 22 | 12 Months | NO
17-0418 | Cover,S-18"Dia/2V2D/PSF | Cover,S-18"Dia/2V2D/PSF | https://www.zoellerpumps.com/en-us/products/package-systems/basins | EA | 96 |  | 53514136666 | 8 | LB | 1 | 22 | 22 | 12 Months | NO
17-0419 | Cover,Split S-18"Dia/2V2D/PSF | Cover,Split S-18"Dia/2V2D/PSF | https://www.zoellerpumps.com/en-us/products/package-systems/basins | EA | 101 |  | 53514136932 | 8 | LB | 1 | 22 | 22 | 12 Months | NO
17-0420 | Cover,Split S-18"Dia/3V3D/PSF |  |  | EA | 77 |  | 53514136949 | 8 | LB | 8 | LB | LB | 60 Months | NO
17-0421 | Cover,Split S-18"Dia/3V2D/PSF |  |  | EA | 77 |  | 53514136956 | 8 | LB | 1 | 22 | 22 | 12 Months | NO
17-0441 | Cover,Blank-18"Dia/PSF | Cover,Blank-18"Dia/PSF | https://www.zoellerpumps.com/en-us/products/package-systems/basins | EA | 61 |  | 53514144678 | 8 | LB | 1 | 22 | 22 | 12 Months | NO
17-0693 | Cover,Blank-48"Dia. Fg/Non Skid/Zoeller Logo/W-Hardware pak |  |  | EA | 930 |  | 53514235802 | 82 | LB | 2 | 54 | 54 | 12 Months | NO
172-0003 | Riser Asm,Septic Tank/24"Dia X 1' Lg |  |  | EA | 461 |  | 53514082635 | 36 | LB | 13 | 28 |  | 12 Months | NO
172-0009 | Riser Asm,Septic Tank/24"Dia X 7' Lg |  |  | EA | 1301 |  | 53514082734 | 163 | LB | 85 | 28 |  | 12 Months | NO
172-0018 | Riser Asm,Septic Tank/24"Dia X 8" Lg |  |  | EA | 407 |  | 53514084417 | 31 | LB | 97 | 28 |  | 12 Months | NO
172-0019 | Adhesive,Septic Tank Riser |  |  | EA | 134 |  | 53514084479 | 1 | LB | 10 | 5 |  | 12 Months | NO
172-0020 | Lockable Latch For 24" Dia Riser |  |  | EA | 42 |  | 53514094768 | 2 | LB | 10 | 5 |  | 12 Months | NO
172-0028 | Riser Asm,Septic Tank/30"Dia X 8" Lg |  |  | EA | 420 |  | 53514113032 | 47 | LB | 9 | 34 |  | 12 Months | NO
172-0029 | Riser Asm,Septic Tank/30"Dia X 1' Lg |  |  | EA | 450 |  | 53514113049 | 53 | LB | 13 | 34 |  | 12 Months | NO
172-0030 | Riser Asm,Septic Tank/30"Dia X 2'Lg |  |  | EA | 600 |  | 53514113056 | 79 | LB | 25 | 34 |  | 12 Months | NO
172-0031 | Riser Asm,Septic Tank/30"Dia X 3'Lg |  |  | EA | 750 |  | 53514113063 | 105 | LB | 37 | 34 |  | 12 Months | NO
172-0032 | Riser Asm,Septic Tank/30"Dia X 4'Lg |  |  | EA | 900 |  | 53514113070 | 131 | LB | 49 | 34 |  | 12 Months | NO
172-0033 | Riser Asm,Septic Tank/30"Dia X 5'Lg |  |  | EA | 1050 |  | 53514113087 | 157 | LB | 61 | 34 |  | 12 Months | NO
172-0034 | Riser Asm,Septic Tank/30"Dia X 6'Lg |  |  | EA | 1200 |  | 53514113094 | 183 | LB | 73 | 34 |  | 12 Months | NO
172-0035 | Riser Asm,Septic Tank/30"Dia X 7'Lg |  |  | EA | 1350 |  | 53514113100 | 209 | LB | 85 | 34 |  | 12 Months | NO
172-0044 | Riser Asm,Septic Tank/24"Dia X 18" Lg. |  |  | EA | 591 |  | 53514124373 | 47 | LB | 19 | 28 |  | 12 Months | NO
172-0045 | Riser Asm,Septic Tank/30"Dia. X 18"Lg |  |  | EA | 529 |  | 53514124380 | 66 | LB | 19 | 34 |  | 12 Months | NO
172-0047 | Kit,Riser Bolt Down/24" |  |  | EA | 120 |  | 53514143688 | 2 | LB | 12 | 3.5 |  | 12 Months | NO
172-0048 | Ring,Riser Seal 24" |  |  | EA | 171 |  | 53514146146 | 5 | LB | 2.5 | 34 |  | 12 Months | NO
172-0049 | Ring,Riser Seal 30" |  |  | EA | 179 |  | 53514146153 | 5 | LB | 2.5 | 36 |  | 12 Months | NO
172-0056 | Lockable Latch For 30" Riser |  |  | EA | 45 |  | 53514153632 | 2 | LB | 10 | 5 |  | 12 Months | NO
172-0057 | Kit,Riser Bolt Down/30" |  |  | EA | 155 |  | 53514160159 | 4 | LB | 12 | 3.5 |  | 12 Months | NO
173-0001 | Splitter Sys,Tru-Flow On-Site Distribution Sys |  |  | EA | 225 |  | 53514112165 | 14 | LB | 17.5 | 13.5 |  | Limited lifetime | NO
173-0003 | Splitter Sys,Tru-Flow/80-20 Split/Distribution System |  |  | EA | 237 |  | 53514130978 | 11 | LB | 17.5 | 13.5 |  | Limited lifetime | NO
173-0005 | Seal,D-Box For 1.5" Thru4" Dia Pipe(5-Per) |  |  | EA | 32 |  | 53514119102 | 1 | LB | 5.75 | 5.25 |  | 12 Months | NO
173-0007 | Riser Asm,Splitter Sys/6" X 36" |  |  | EA | 315 |  | 53514148829 | 6 | LB | 7 | 38 |  | 12 Months | NO
185-0003 | D185 230V/1Ph/cCSAus | D185 230V/1Ph/cCSAus/UL | https://www.zoellerpumps.com/en-us/products/sump-effluent-pumps/commercial/180-190-series | EA | 1759 |  | 53514016173 | 86 | LB | 21.25 | 11.75 | 14.75 | 36 Months | YES
185-0004 | E185 230V/1Ph/cCSAus | E185 230V/1Ph/cCSAus/UL | https://www.zoellerpumps.com/en-us/products/sump-effluent-pumps/commercial/180-190-series | EA | 1616 |  | 53514016180 | 85 | LB | 21.25 | 11.75 | 14.75 | 12 Months | YES
185-0005 | G185 460V/3Ph/cCSAus | G185 460V/3Ph/cCSAus/UL | https://www.zoellerpumps.com/en-us/products/sump-effluent-pumps/commercial/180-190-series | EA | 1736 |  | 53514016197 | 85 | LB | 21.25 | 11.75 | 14.75 | 12 Months | YES
185-0006 | F185 230V/3Ph/cCSAus | F185 230V/3Ph/cCSAus/UL | https://www.zoellerpumps.com/en-us/products/sump-effluent-pumps/commercial/180-190-series | EA | 1736 |  | 53514016203 | 85 | LB | 21.25 | 11.75 | 14.75 | 12 Months | YES
185-0007 | I185 200-208V/1Ph/cCSAus | I185 200-208V/1Ph/cCSAus | https://www.zoellerpumps.com/en-us/products/sump-effluent-pumps/commercial/180-190-series | EA | 1661 |  | 53514016210 | 85 | LB | 21.25 | 11.75 | 14.75 | 12 Months | YES
185-0008 | J185 200-208V/3Ph/cCSAus | J185 200-208V/3Ph/cCSAus/UL | https://www.zoellerpumps.com/en-us/products/sump-effluent-pumps/commercial/180-190-series | EA | 1736 |  | 53514016227 | 85 | LB | 21.25 | 11.75 | 14.75 | 12 Months | YES
185-0010 | I185 35'Cd/200-208V/1Ph/cCSAus | I185 35'Cd/200-208V/1Ph/cCSAus | https://www.zoellerpumps.com/en-us/products/sump-effluent-pumps/commercial/180-190-series | EA | 1776 |  | 53514026752 | 90 | LB | 21.25 | 11.75 | 14.75 | 12 Months | YES
185-0011 | BA185 575V/3Ph/cCSAus | BA185 575V/3Ph/cCSAus | https://www.zoellerpumps.com/en-us/products/sump-effluent-pumps/commercial/180-190-series | EA | 1786 |  | 53514030612 | 85 | LB | 21.25 | 11.75 | 14.75 | 12 Months | YES
185-0012 | E185 230V/1Ph/Wo Plug/cCSAus | E185 230V/1Ph/Wo Plug/cCSAus | https://www.zoellerpumps.com/en-us/products/sump-effluent-pumps/commercial/180-190-series | EA | 1616 |  | 53514033323 | 85 | LB | 21.25 | 11.75 | 14.75 | 12 Months | YES
185-0013 | H185 200-208V/1Ph/cCSAus | H185 200-208V/1Ph/cCSAus | https://www.zoellerpumps.com/en-us/products/sump-effluent-pumps/commercial/180-190-series | EA | 1804 |  | 53514035273 | 86 | LB | 21.25 | 11.75 | 14.75 | 12 Months | YES
185-0014 | J185 50'Cd/200-208V/3Ph/cCSAus | J185 50'Cd/200-208V/3Ph/cCSAus/UL | https://www.zoellerpumps.com/en-us/products/sump-effluent-pumps/commercial/180-190-series | EA | 1886 |  | 53514038458 | 94 | LB | 21.25 | 11.75 | 14.75 | 12 Months | YES
185-0015 | BE185 230V/1Ph/Pb20'/cCSAus/(185-0004) | BE185 230V/1Ph/Pb20'/cCSAus/UL/(185-0004) | https://www.zoellerpumps.com/en-us/products/sump-effluent-pumps/commercial/180-190-series | EA | 1656 |  | 53514041496 | 87 | LB | 21.25 | 11.75 | 14.75 | 12 Months | YES
185-0017 | D185 50'Cd/230V/1Ph/cCSAus | D185 50'Cd/230V/1Ph/cCSAus/UL | https://www.zoellerpumps.com/en-us/products/sump-effluent-pumps/commercial/180-190-series | EA | 1909 |  | 53514056926 | 95 | LB | 21.25 | 11.75 | 14.75 | 36 Months | YES
185-0018 | D185 35'Cd/230V/1Ph/cCSAus | D185 35'Cd/230V/1Ph/cCSAus/UL | https://www.zoellerpumps.com/en-us/products/sump-effluent-pumps/commercial/180-190-series | EA | 1874 |  | 53514071936 | 91 | LB | 21.25 | 11.75 | 14.75 | 36 Months | YES
185-0023 | E185 25'Cd/230V/1Ph/cCSAus | E185 25'Cd/230V/1Ph/cCSAus/UL | https://www.zoellerpumps.com/en-us/products/sump-effluent-pumps/commercial/180-190-series | EA | 1721 |  | 53514099183 | 88 | LB | 21.25 | 11.75 | 14.75 | 12 Months | YES
185-0024 | IX185 200-208V/1Ph/Ex Pr | IX185 200-208V/1Ph/Ex Pr/FM/CSA | https://www.zoellerpumps.com/en-us/products/sump-effluent-pumps/commercial/180-190-series | EA | 3223 |  | 53514108021 | 119 | LB | 32 | 12 | 15 | 12 Months | NO
185-0025 | EX185 230V/1Ph/Ex Pr | EX185 230V/1Ph/Ex Pr/FM/CSA | https://www.zoellerpumps.com/en-us/products/sump-effluent-pumps/commercial/180-190-series | EA | 3178 |  | 53514108038 | 119 | LB | 32 | 12 | 15 | 12 Months | NO
185-0026 | JX185 200-208V/3Ph/Ex Pr | JX185 200-208V/3Ph/Ex Pr/FM/CSA | https://www.zoellerpumps.com/en-us/products/sump-effluent-pumps/commercial/180-190-series | EA | 3298 |  | 53514108052 | 119 | LB | 32 | 12 | 15 | 12 Months | NO
185-0027 | FX185 230V/3Ph/Ex Pr | FX185 230V/3Ph/Ex Pr/FM/CSA | https://www.zoellerpumps.com/en-us/products/sump-effluent-pumps/commercial/180-190-series | EA | 3298 |  | 53514108069 | 119 | LB | 32 | 12 | 15 | 12 Months | NO
185-0028 | GX185 460V/3Ph/Ex Pr | GX185 460V/3Ph/Ex Pr/FM/CSA | https://www.zoellerpumps.com/en-us/products/sump-effluent-pumps/commercial/180-190-series | EA | 3298 |  | 53514108076 | 119 | LB | 32 | 12 | 15 | 12 Months | NO
185-0029 | BAX185 575V/3Ph/Ex Pr | BAX185 575V/3Ph/Ex Pr | https://www.zoellerpumps.com/en-us/products/sump-effluent-pumps/commercial/180-190-series | EA | 3348 |  | 53514108083 | 119 | LB | 32 | 12 | 15 | 12 Months | NO
185-0030 | G185 50'Cd/460V/3Ph/cCSAus | G185 50'Cd/460V/3Ph/cCSAus/UL | https://www.zoellerpumps.com/en-us/products/sump-effluent-pumps/commercial/180-190-series | EA | 1886 |  | 53514120719 | 89 | LB | 21.25 | 11.75 | 14.75 | 12 Months | YES
185-0031 | E185 50'Cd/230V/1Ph/cCSAus | E185 50'Cd/230V/1Ph/cCSAus/UL | https://www.zoellerpumps.com/en-us/products/sump-effluent-pumps/commercial/180-190-series | EA | 1766 |  | 53514136505 | 88 | LB | 21.25 | 11.75 | 14.75 | 12 Months | YES
185-0032 | JX185 35'Cd/200V/3Ph/Ex Pr | JX185 35'Cd/200V/3Ph/Ex Pr/FM/CSA | https://www.zoellerpumps.com/en-us/products/sump-effluent-pumps/commercial/180-190-series | EA | 3413 |  | 53514137953 | 120 | LB | 32 | 12 | 15 | 12 Months | NO
185-0033 | GX185 35'Cd/460V/3Ph/Ex Pr | GX185 35'Cd/460V/3Ph/Ex Pr/FM/CSA | https://www.zoellerpumps.com/en-us/products/sump-effluent-pumps/commercial/180-190-series | EA | 3413 |  | 53514138516 | 120 | LB | 32 | 12 | 15 | 12 Months | NO
185-0035 | E185 35'Cd/230V/1Ph/cCSAus | E185 35'Cd/230V/1Ph/cCSAus/UL | https://www.zoellerpumps.com/en-us/products/sump-effluent-pumps/commercial/180-190-series | EA | 1731 |  | 53514162719 | 90 | LB | 21.25 | 11.75 | 14.75 | 12 Months | YES
185-0038 | F185 25'Cd/230V/3Ph/cCSAus | F185 25'Cd/230V/3Ph/cCSAus/UL | https://www.zoellerpumps.com/en-us/products/sump-effluent-pumps/commercial/180-190-series | EA | 1841 |  | 53514176822 | 87 | LB | 21.25 | 11.75 | 14.75 | 12 Months | YES
185-0039 | I185 50'Cd/200-208V/1Ph/cCSAus | I185 50'Cd/200-208V/1Ph/cCSAus | https://www.zoellerpumps.com/en-us/products/sump-effluent-pumps/commercial/180-190-series | EA | 1811 |  | 53514192877 | 88 | LB | 21.25 | 11.75 | 14.75 | 12 Months | YES
185-0040 | DX185 230V/1Ph/Ex Pr | DX185 230V/1Ph/Ex Pr/FM/CSA | https://www.zoellerpumps.com/en-us/products/sump-effluent-pumps/commercial/180-190-series | EA | 4395 |  | 53514236304 | 124 | LB | 32 | 12 | 15 | 12 Months | NO
185-0042 | IX185 35'Cd/200-208V/1Ph/Ex Pr | IX185 35'Cd/200-208V/1Ph/Ex Pr/FM/CSA | https://www.zoellerpumps.com/en-us/products/sump-effluent-pumps/commercial/180-190-series | EA | 3338 |  | 53514211332 | 123 | LB | 32 | 12 | 15 | 12 Months | NO
185-0045 | J185 25'Cd/200-208V/3Ph/cCSAus | J185 25'Cd/200-208V/3Ph/cCSAus/UL | https://www.zoellerpumps.com/en-us/products/sump-effluent-pumps/commercial/180-190-series | EA | 1841 |  | 53514257309 | 90 | LB | 21.25 | 11.75 | 14.75 | 12 Months | YES
185-0051 | JX185 50'Cd/200V/3Ph/Ex Pr | JX185 50'Cd/200V/3Ph/Ex Pr/FM/CSA | https://www.zoellerpumps.com/en-us/products/sump-effluent-pumps/commercial/180-190-series | EA | 3448 |  | 53514350291 | 121 | LB | 32 | 12 | 15 | 12 Months | NO
185-0054 | F185 50'Cd/230V/3Ph/cCSAus | F185 50'Cd/230V/3Ph/cCSAus/UL | https://www.zoellerpumps.com/en-us/products/sump-effluent-pumps/commercial/180-190-series | EA | 1886 |  | 53514369521 | 87 | LB | 21.25 | 11.75 | 14.75 | 12 Months | YES
185-0055 | F185 35'Cd/230V/3Ph/cCSAus | F185 35'Cd/230V/3Ph/cCSAus/UL | https://www.zoellerpumps.com/en-us/products/sump-effluent-pumps/commercial/180-190-series | EA | 1851 |  | 53514372637 | 87 | LB | 21.25 | 11.75 | 14.75 | 12 Months | YES
185-0056 | G185 35'Cd/460V/3Ph/cCSAus | G185 35'Cd/460V/3Ph/cCSAus/UL | https://www.zoellerpumps.com/en-us/products/sump-effluent-pumps/commercial/180-190-series | EA | 1851 |  | 53514407254 | 89 | LB | 21.25 | 11.75 | 14.75 | 12 Months | YES
185-0057 | HX185 50'Cd/200-208V/1Ph/Ex Pr | HX185 50'Cd/200-208V/1Ph/Ex Pr | https://www.zoellerpumps.com/en-us/products/sump-effluent-pumps/commercial/180-190-series | EA | 4590 |  | 53514464103 | 124 | LB | 32 | 12 | 15 | 12 Months | NO
186-0003 | D186 230V/1Ph/cCSAus | D186 230V/1Ph/cCSAus | https://www.zoellerpumps.com/en-us/products/sump-effluent-pumps/commercial/180-190-series | EA | 1986 |  | 53514026547 | 91 | LB | 21.25 | 11.75 | 14.75 | 36 Months | YES
186-0004 | E186 230V/1Ph/CSA | E186 230V/1Ph/CSA | https://www.zoellerpumps.com/en-us/products/sump-effluent-pumps/commercial/180-190-series | EA | 1829 |  | 53514026554 | 90 | LB | 21.25 | 11.75 | 14.75 | 12 Months | YES
186-0005 | F186 230V/3Ph/cCSAus | F186 230V/3Ph/cCSAus | https://www.zoellerpumps.com/en-us/products/sump-effluent-pumps/commercial/180-190-series | EA | 1949 |  | 53514026561 | 90 | LB | 21.25 | 11.75 | 14.75 | 12 Months | YES
186-0006 | G186 460V/3Ph/cCSAus | G186 460V/3Ph/cCSAus | https://www.zoellerpumps.com/en-us/products/sump-effluent-pumps/commercial/180-190-series | EA | 1949 |  | 53514026578 | 90 | LB | 21.25 | 11.75 | 14.75 | 12 Months | YES
186-0007 | H186 200-208V/1Ph/cCSAus | H186 200-208V/1Ph/cCSAus | https://www.zoellerpumps.com/en-us/products/sump-effluent-pumps/commercial/180-190-series | EA | 2031 |  | 53514026585 | 91 | LB | 21.25 | 11.75 | 14.75 | 12 Months | YES
186-0008 | I186 200-208V/1Ph/cCSAus | I186 200-208V/1Ph/cCSAus | https://www.zoellerpumps.com/en-us/products/sump-effluent-pumps/commercial/180-190-series | EA | 1874 |  | 53514026592 | 90 | LB | 21.25 | 11.75 | 14.75 | 12 Months | YES
186-0009 | J186 200-208V/3Ph/cCSAus | J186 200-208V/3Ph/cCSAus | https://www.zoellerpumps.com/en-us/products/sump-effluent-pumps/commercial/180-190-series | EA | 1949 |  | 53514026608 | 90 | LB | 21.25 | 11.75 | 14.75 | 12 Months | YES
186-0010 | BE186 230V/1Ph/Pb20'/CSA/(186-0004) | BE186 230V/1Ph/Pb20'/CSA/(186-0004) | https://www.zoellerpumps.com/en-us/products/sump-effluent-pumps/commercial/180-190-series | EA | 1912 |  | 53514041502 | 92 | LB | 21.25 | 11.75 | 14.75 | 12 Months | YES
186-0011 | D186 50'Cd/230V/1Ph/cCSAus | D186 50'Cd/230V/1Ph/cCSAus | https://www.zoellerpumps.com/en-us/products/sump-effluent-pumps/commercial/180-190-series | EA | 2136 |  | 53514057947 | 100 | LB | 21.25 | 11.75 | 14.75 | 36 Months | YES
186-0013 | IX186 200-208V/1Ph/Ex Pr | IX186 200-208V/1Ph/Ex Pr/FM/CSA | https://www.zoellerpumps.com/en-us/products/sump-effluent-pumps/commercial/180-190-series | EA | 3474 |  | 53514108090 | 126 | LB | 32 | 12 | 15 | 12 Months | NO
186-0014 | EX186 230V/1Ph/Ex Pr | EX186 230V/1Ph/Ex Pr/FM/CSA | https://www.zoellerpumps.com/en-us/products/sump-effluent-pumps/commercial/180-190-series | EA | 3429 |  | 53514108106 | 126 | LB | 32 | 12 | 15 | 12 Months | NO
186-0015 | JX186 200-208V/3Ph/Ex Pr | JX186 200-208V/3Ph/Ex Pr/FM/CSA | https://www.zoellerpumps.com/en-us/products/sump-effluent-pumps/commercial/180-190-series | EA | 3549 |  | 53514108113 | 126 | LB | 32 | 12 | 15 | 12 Months | NO
186-0016 | FX186 230V/3Ph/Ex Pr | FX186 230V/3Ph/Ex Pr/FM/CSA | https://www.zoellerpumps.com/en-us/products/sump-effluent-pumps/commercial/180-190-series | EA | 3549 |  | 53514108120 | 126 | LB | 32 | 12 | 15 | 12 Months | NO
186-0017 | GX186 460V/3Ph/Ex Pr | GX186 460V/3Ph/Ex Pr/FM/CSA | https://www.zoellerpumps.com/en-us/products/sump-effluent-pumps/commercial/180-190-series | EA | 3549 |  | 53514108137 | 126 | LB | 32 | 12 | 15 | 12 Months | NO
186-0018 | E186 50'Cd/230V/1Ph/CSA | E186 50'Cd/230V/1Ph/CSA | https://www.zoellerpumps.com/en-us/products/sump-effluent-pumps/commercial/180-190-series | EA | 1979 |  | 53514160692 | 92 | LB | 21.25 | 11.75 | 14.75 | 12 Months | YES
186-0020 | D186 35'Cd/230V/1Ph/cCSAus | D186 35'Cd/230V/1Ph/cCSAus | https://www.zoellerpumps.com/en-us/products/sump-effluent-pumps/commercial/180-190-series | EA | 2101 |  | 53514170721 | 98 | LB | 21.25 | 11.75 | 14.75 | 36 Months | YES
186-0021 | EX186 50'Cd/230V/1Ph/Ex Pr | EX186 50'Cd/230V/1Ph/Ex Pr/FM/CSA | https://www.zoellerpumps.com/en-us/products/sump-effluent-pumps/commercial/180-190-series | EA | 3579 |  | 53514175511 | 126 | LB | 32 | 12 | 15 | 12 Months | NO
186-0022 | G186 35'Cd/460V/3Ph/cCSAus | G186 35'Cd/460V/3Ph/cCSAus | https://www.zoellerpumps.com/en-us/products/sump-effluent-pumps/commercial/180-190-series | EA | 2064 |  | 53514179069 | 92 | LB | 21.25 | 11.75 | 14.75 | 12 Months | YES
186-0023 | DX186 230V/1Ph/Ex Pr | DX186 230V/1Ph/Ex Pr/FM/CSA | https://www.zoellerpumps.com/en-us/products/sump-effluent-pumps/commercial/180-190-series | EA | 4641 |  | 53514236366 | 128 | LB | 32 | 12 | 15 | 12 Months | NO
186-0027 | E186 35'Cd/230V/1Ph/CSA | E186 35'Cd/230V/1Ph/CSA | https://www.zoellerpumps.com/en-us/products/sump-effluent-pumps/commercial/180-190-series | EA | 1944 |  | 53514331153 | 91 | LB | 21.25 | 11.75 | 14.75 | 12 Months | YES
186-0028 | G186 25'Cd/460V/3Ph/cCSAus | G186 25'Cd/460V/3Ph/cCSAus | https://www.zoellerpumps.com/en-us/products/sump-effluent-pumps/commercial/180-190-series | EA | 2054 |  | 53514342227 | 91 | LB | 21.25 | 11.75 | 14.75 | 12 Months | YES
186-0029 | BA186 575V/3Ph/cCSAus | BA186 575V/3Ph/cCSAus | https://www.zoellerpumps.com/en-us/products/sump-effluent-pumps/commercial/180-190-series | EA | 1999 |  | 53514358204 | 90 | LB | 21.25 | 11.75 | 14 | 12 Months | YES
186-0030 | GX186 50'Cord/460V/3Ph/Ex Pr | GX186 50'Cord/460V/3Ph/Ex Pr/FM/CSA | https://www.zoellerpumps.com/en-us/products/sump-effluent-pumps/commercial/180-190-series | EA | 3699 |  | 53514359041 | 126 | LB | 32 | 12 | 15 | 12 Months | NO
186-0031 | J186 50'Cd/200-208V/3Ph/cCSAus | J186 50'Cd/200-208V/3Ph/cCSAus | https://www.zoellerpumps.com/en-us/products/sump-effluent-pumps/commercial/180-190-series | EA | 2099 |  | 53514370206 | 90 | LB | 21.25 | 11.75 | 14.75 | 12 Months | YES
186-0032 | G186 50'Cd/460V/3Ph/cCSAus | G186 50'Cd/460V/3Ph/cCSAus | https://www.zoellerpumps.com/en-us/products/sump-effluent-pumps/commercial/180-190-series | EA | 2099 |  | 53514370220 | 92 | LB | 21.25 | 11.75 | 14.75 | 12 Months | YES
186-0033 | E186 25'Cd/230V/1Ph/CSA | E186 25'Cd/230V/1Ph/CSA | https://www.zoellerpumps.com/en-us/products/sump-effluent-pumps/commercial/180-190-series | EA | 1934 |  | 53514372453 | 91 | LB | 21.25 | 11.75 | 14.75 | 12 Months | YES
186-0034 | I186 50'Cd/200-208V/1Ph/cCSAus | I186 50'Cd/200-208V/1Ph/cCSAus | https://www.zoellerpumps.com/en-us/products/sump-effluent-pumps/commercial/180-190-series | EA | 2024 |  | 53514438616 | 90 | LB | 21.25 | 11.75 | 14.75 | 12 Months | YES
186-0057 | F186 50'Cd/230V/3Ph/cCSAus | F186 50'Cd/230V/3Ph/cCSAus | https://www.zoellerpumps.com/en-us/products/sump-effluent-pumps/commercial/180-190-series | EA | 2099 |  | 53514339265 | 90 | LB | 21.25 | 11.75 | 14.75 | 12 Months | YES
188-0003 | D188 230V/1Ph/cCSAus | D188 230V/1Ph/cCSAus/UL | https://www.zoellerpumps.com/en-us/products/sump-effluent-pumps/commercial/180-190-series | EA | 1985 |  | 53514016241 | 91 | LB | 21.25 | 11.75 | 14.75 | 36 Months | YES
188-0004 | E188 230V/1Ph/CSA | E188 230V/1Ph/CSA | https://www.zoellerpumps.com/en-us/products/sump-effluent-pumps/commercial/180-190-series | EA | 1829 |  | 53514016258 | 90 | LB | 21.25 | 11.75 | 14.75 | 12 Months | YES
188-0005 | F188 230V/3Ph/cCSAus | F188 230V/3Ph/cCSAus/UL | https://www.zoellerpumps.com/en-us/products/sump-effluent-pumps/commercial/180-190-series | EA | 1949 |  | 53514016265 | 90 | LB | 21.25 | 11.75 | 14.75 | 12 Months | YES
188-0006 | G188 460V/3Ph/cCSAus | G188 460V/3Ph/cCSAus/UL | https://www.zoellerpumps.com/en-us/products/sump-effluent-pumps/commercial/180-190-series | EA | 1949 |  | 53514016272 | 90 | LB | 21.25 | 11.75 | 14.75 | 12 Months | YES
188-0007 | I188 200-208V/1Ph/cCSAus | I188 200-208V/1Ph/cCSAus | https://www.zoellerpumps.com/en-us/products/sump-effluent-pumps/commercial/180-190-series | EA | 1874 |  | 53514016289 | 90 | LB | 21.25 | 11.75 | 14.75 | 12 Months | YES
188-0008 | J188 200-208V/3Ph/cCSAus | J188 200-208V/3Ph/cCSAus/UL | https://www.zoellerpumps.com/en-us/products/sump-effluent-pumps/commercial/180-190-series | EA | 1949 |  | 53514016296 | 90 | LB | 21.25 | 11.75 | 14.75 | 12 Months | YES
188-0010 | G188 35'Cd/460V/3Ph/cCSAus | G188 35'Cd/460V/3Ph/cCSAus/UL | https://www.zoellerpumps.com/en-us/products/sump-effluent-pumps/commercial/180-190-series | EA | 2064 |  | 53514016319 | 95 | LB | 21.25 | 11.75 | 14.75 | 12 Months | YES
188-0011 | D188 25'Cd/230V/1Ph/cCSAus | D188 25'Cd/230V/1Ph/cCSAus/UL | https://www.zoellerpumps.com/en-us/products/sump-effluent-pumps/commercial/180-190-series | EA | 2090 |  | 53514026226 | 93 | LB | 21.25 | 11.75 | 14.75 | 36 Months | YES
188-0014 | D188 50'Cd/230V/1Ph/cCSAus | D188 50'Cd/230V/1Ph/cCSAus/UL | https://www.zoellerpumps.com/en-us/products/sump-effluent-pumps/commercial/180-190-series | EA | 2135 |  | 53514030155 | 100 | LB | 21.25 | 11.75 | 14.75 | 36 Months | YES
188-0015 | BA188 575V/3Ph/cCSAus | BA188 575V/3Ph/cCSAus | https://www.zoellerpumps.com/en-us/products/sump-effluent-pumps/commercial/180-190-series | EA | 1999 |  | 53514030629 | 90 | LB | 21.25 | 11.75 | 14.75 | 12 Months | YES
188-0016 | F188 50'Cd/230V/3Ph/cCSAus | F188 50'Cd/230V/3Ph/cCSAus/UL | https://www.zoellerpumps.com/en-us/products/sump-effluent-pumps/commercial/180-190-series | EA | 2099 |  | 53514031978 | 99 | LB | 21.25 | 11.75 | 14.75 | 12 Months | YES
188-0017 | E188 230V/1Ph/Wo Plug/CSA | E188 230V/1Ph/Wo Plug/CSA | https://www.zoellerpumps.com/en-us/products/sump-effluent-pumps/commercial/180-190-series | EA | 1829 |  | 53514033330 | 90 | LB | 21.25 | 11.75 | 14.75 | 12 Months | YES
188-0018 | BE188 230V/1Ph/Pb20'/cCSAus/(188-0004) | BE188 230V/1Ph/Pb20'/cCSAus/(188-0004) | https://www.zoellerpumps.com/en-us/products/sump-effluent-pumps/commercial/180-190-series | EA | 1908 |  | 53514041519 | 92 | LB | 21.25 | 11.75 | 14.75 | 12 Months | YES
188-0019 | H188 200-208V/1Ph/cCSAus | H188 200-208V/1Ph/cCSAus | https://www.zoellerpumps.com/en-us/products/sump-effluent-pumps/commercial/180-190-series | EA | 2030 |  | 53514043988 | 91 | LB | 21.25 | 11.75 | 14.75 | 12 Months | YES
188-0020 | E188 25'Cd/230V/1Ph/CSA | E188 25'Cd/230V/1Ph/CSA | https://www.zoellerpumps.com/en-us/products/sump-effluent-pumps/commercial/180-190-series | EA | 1934 |  | 53514045678 | 93 | LB | 21.25 | 11.75 | 14.75 | 12 Months | YES
188-0021 | J188 25'Cd/200-208V/3Ph/cCSAus | J188 25'Cd/200-208V/3Ph/cCSAus/UL | https://www.zoellerpumps.com/en-us/products/sump-effluent-pumps/commercial/180-190-series | EA | 2054 |  | 53514052669 | 93 | LB | 21.25 | 11.75 | 14.75 | 12 Months | YES
188-0022 | F188 35'Cd/230V/3Ph/cCSAus | F188 35'Cd/230V/3Ph/cCSAus/UL | https://www.zoellerpumps.com/en-us/products/sump-effluent-pumps/commercial/180-190-series | EA | 2064 |  | 53514062927 | 95 | LB | 21.25 | 11.75 | 14.75 | 12 Months | YES
188-0025 | I188 25'Cd/200-208V/1Ph/cCSAus | I188 25'Cd/200-208V/1Ph/cCSAus | https://www.zoellerpumps.com/en-us/products/sump-effluent-pumps/commercial/180-190-series | EA | 1979 |  | 53514096892 | 91 | LB | 21.25 | 11.75 | 14.75 | 12 Months | YES
188-0026 | E188 35'Cd/230V/1Ph/CSA | E188 35'Cd/230V/1Ph/CSA | https://www.zoellerpumps.com/en-us/products/sump-effluent-pumps/commercial/180-190-series | EA | 1944 |  | 53514048723 | 99 | LB | 21.25 | 11.75 | 14.75 | 12 Months | YES
188-0027 | IX188 200-208V/1Ph/Ex Pr | IX188 200-208V/1Ph/Ex Pr/FM/CSA | https://www.zoellerpumps.com/en-us/products/sump-effluent-pumps/commercial/180-190-series | EA | 3485 |  | 53514108144 | 126 | LB | 32 | 12 | 15 | 12 Months | NO
188-0028 | EX188 230V/1Ph/Ex Pr | EX188 230V/1Ph/Ex Pr/FM/CSA | https://www.zoellerpumps.com/en-us/products/sump-effluent-pumps/commercial/180-190-series | EA | 3440 |  | 53514108151 | 126 | LB | 32 | 12 | 15 | 12 Months | NO
188-0029 | JX188 200-208V/3Ph/Ex Pr | JX188 200-208V/3Ph/Ex Pr/FM/CSA | https://www.zoellerpumps.com/en-us/products/sump-effluent-pumps/commercial/180-190-series | EA | 3560 |  | 53514108168 | 126 | LB | 32 | 12 | 15 | 12 Months | NO
188-0030 | FX188 230V/3Ph/Ex Pr | FX188 230V/3Ph/Ex Pr/FM/CSA | https://www.zoellerpumps.com/en-us/products/sump-effluent-pumps/commercial/180-190-series | EA | 3560 |  | 53514108175 | 126 | LB | 32 | 12 | 15 | 12 Months | NO
188-0031 | GX188 460V/3Ph/Ex Pr | GX188 460V/3Ph/Ex Pr/FM | https://www.zoellerpumps.com/en-us/products/sump-effluent-pumps/commercial/180-190-series | EA | 3560 |  | 53514108182 | 126 | LB | 32 | 12 | 15 | 12 Months | NO
188-0032 | BAX188 575V/3Ph/Ex Pr | BAX188 575V/3Ph/Ex Pr | https://www.zoellerpumps.com/en-us/products/sump-effluent-pumps/commercial/180-190-series | EA | 3610 |  | 53514108199 | 126 | LB | 32 | 12 | 15 | 12 Months | NO
188-0033 | I188 50'Cd/200-208V/1Ph/cCSAus | I188 50'Cd/200-208V/1Ph/cCSAus | https://www.zoellerpumps.com/en-us/products/sump-effluent-pumps/commercial/180-190-series | EA | 2024 |  | 53514106751 | 95 | LB | 21.25 | 11.75 | 14.75 | 12 Months | YES
188-0034 | H188 35'Cd/200-208V/1Ph/cCSAus | H188 35'Cd/200-208V/1Ph/cCSAus | https://www.zoellerpumps.com/en-us/products/sump-effluent-pumps/commercial/180-190-series | EA | 2145 |  | 53514113513 | 93 | LB | 21.25 | 11.75 | 14.75 | 12 Months | YES
188-0035 | E188 50'Cd/230V/1Ph/CSA | E188 50'Cd/230V/1Ph/CSA | https://www.zoellerpumps.com/en-us/products/sump-effluent-pumps/commercial/180-190-series | EA | 1979 |  | 53514113759 | 100 | LB | 21.25 | 11.75 | 14.75 | 12 Months | YES
188-0036 | D188 35'Cd/230V/1Ph/cCSAus | D188 35'Cd/230V/1Ph/UL/cCSAus | https://www.zoellerpumps.com/en-us/products/sump-effluent-pumps/commercial/180-190-series | EA | 2100 |  | 53514120122 | 95 | LB | 21.25 | 11.75 | 14.75 | 36 Months | YES
188-0038 | G188 50'Cd/460V/3Ph/cCSAus | G188 50'Cd/460V/3Ph/cCSAus/UL | https://www.zoellerpumps.com/en-us/products/sump-effluent-pumps/commercial/180-190-series | EA | 2099 |  | 53514128616 | 95 | LB | 21.25 | 11.75 | 14.75 | 12 Months | YES
188-0039 | JX188 35'Cd/200V/3Ph/Ex Pr | JX188 35'Cd/200V/3Ph/Ex Pr/FM/CSA | https://www.zoellerpumps.com/en-us/products/sump-effluent-pumps/commercial/180-190-series | EA | 3675 |  | 53514137946 | 127 | LB | 32 | 12 | 15 | 12 Months | NO
188-0040 | GX188 35'Cd/460V/3Ph/Ex Pr | GX188 35'Cd/460V/3Ph/Ex Pr/FM | https://www.zoellerpumps.com/en-us/products/sump-effluent-pumps/commercial/180-190-series | EA | 3675 |  | 53514138509 | 127 | LB | 32 | 12 | 15 | 12 Months | NO
188-0041 | J188 50'Cd/200-208V/3Ph/cCSAus | J188 50'Cd/200-208V/3Ph/cCSAus | https://www.zoellerpumps.com/en-us/products/sump-effluent-pumps/commercial/180-190-series | EA | 2099 |  | 53514142094 | 94 | LB | 21.25 | 11.75 | 14.75 | 12 Months | YES
188-0042 | EX188 25'Cd/230V/1Ph/Ex Pr | EX188 25'Cd/230V/1Ph/Ex Pr/FM/CSA | https://www.zoellerpumps.com/en-us/products/sump-effluent-pumps/commercial/180-190-series | EA | 3545 |  | 53514164508 | 128 | LB | 32 | 12 | 15 | 12 Months | NO
188-0046 | I188 35'Cd/200-208V/1Ph/cCSAus | I188 35'Cd/200-208V/1Ph/cCSAus | https://www.zoellerpumps.com/en-us/products/sump-effluent-pumps/commercial/180-190-series | EA | 1989 |  | 53514193935 | 91 | LB | 24.75 | 12 | 15 | 12 Months | YES
188-0048 | JX188 50'Cd/200V/3Ph/Ex Pr | JX188 50'Cd/200V/3Ph/Ex Pr/FM/CSA | https://www.zoellerpumps.com/en-us/products/sump-effluent-pumps/commercial/180-190-series | EA | 3590 |  | 53514206352 | 132 | LB | 32 | 12 | 15 | 12 Months | NO
188-0049 | DX188 230V/1Ph/Ex Pr | DX188 230V/1Ph/Ex Pr/FM/CSA | https://www.zoellerpumps.com/en-us/products/sump-effluent-pumps/commercial/180-190-series | EA | 4694 |  | 53514236403 | 128 | LB | 32 | 12 | 15 | 12 Months | NO
188-0050 | HX188 200-208V/1Ph/Ex Pr | HX188 200-208V/1Ph/Ex Pr/FM/CSA | https://www.zoellerpumps.com/en-us/products/sump-effluent-pumps/commercial/180-190-series | EA | 4739 |  | 53514236427 | 128 | LB | 32 | 12 | 15 | 12 Months | NO
188-0051 | G188 50'Cd/460V/3Ph/cCSAus | G188 50'Cd/460V/3Ph/cCSAus/UL | https://www.zoellerpumps.com/en-us/products/sump-effluent-pumps/commercial/180-190-series | EA | 2149 |  | 53514211882 | 93 | LB | 21.25 | 11.75 | 14.75 | 12 Months | YES
188-0052 | GX188 50'Cd/460V/3Ph/Ex Pr | GX188 50'Cd/460V/3Ph/Ex Pr/FM/CSA | https://www.zoellerpumps.com/en-us/products/sump-effluent-pumps/commercial/180-190-series | EA | 3710 |  | 53514227722 | 127 | LB | 32 | 12 | 15 | 12 Months | NO
188-0054 | J188 35'Cd/200-208V/3Ph/cCSAus | J188 35'Cd/200-208V/3Ph/cCSAus/UL | https://www.zoellerpumps.com/en-us/products/sump-effluent-pumps/commercial/180-190-series | EA | 2064 |  | 53514326272 | 93 | LB | 21.25 | 11.75 | 14.75 | 12 Months | YES
188-0058 | EX188 50'Cd/230V/1Ph/Ex Pr | EX188 50'Cd/230V/1Ph/Ex Pr/FM/CSA | https://www.zoellerpumps.com/en-us/products/sump-effluent-pumps/commercial/180-190-series | EA | 3590 |  | 53514339364 | 128 | LB | 32 | 12 | 15 | 12 Months | NO
188-0060 | EX188 35'Cd/230V/1Ph/Ex Pr | EX188 35'Cd/230V/1Ph/Ex Pr/FM/CSA | https://www.zoellerpumps.com/en-us/products/sump-effluent-pumps/commercial/180-190-series | EA | 3555 |  | 53514367800 | 128 | LB | 32 | 12 | 15 | 12 Months | NO
188-0061 | IX188 50'Cd/200-208V/1Ph/Ex Pr | IX188 50'Cd/200-208V/1Ph/Ex Pr/FM/CSA | https://www.zoellerpumps.com/en-us/products/sump-effluent-pumps/commercial/180-190-series | EA | 3635 |  | 53514375102 | 126 | LB | 32 | 12 | 15 | 12 Months | NO
188-0062 | F188 25'Cd/230V/3Ph/cCSAus | F188 25'Cd/230V/3Ph/cCSAus/UL | https://www.zoellerpumps.com/en-us/products/sump-effluent-pumps/commercial/180-190-series | EA | 2054 |  | 53514401634 | 95 | LB | 21.25 | 11.75 | 14.75 | 12 Months | YES
188-0063 | BA188 50'Cd/575V/3Ph/cCSAus | BA188 50'Cd/575V/3Ph/cCSAus | https://www.zoellerpumps.com/en-us/products/sump-effluent-pumps/commercial/180-190-series | EA | 2149 |  | 53514457921 | 90 | LB | 21.25 | 11.75 | 14.75 | 12 Months | YES
188-0064 | IX188 25'Cd/200-208V/1Ph/Ex Pr | IX188 25'Cd/200-208V/1Ph/Ex Pr | https://www.zoellerpumps.com/en-us/products/sump-effluent-pumps/commercial/180-190-series | EA | 3590 |  | 53514468545 | 126 | LB | 32 | 12 | 15 | 12 Months | NO
188-0065 | BE188 35'Cd/230V/1Ph/Pb35'/cCSAus/(188-0004) | BE188 35'Cd/230V/1Ph/Pb35'/cCSAus/(188-0004) | https://www.zoellerpumps.com/en-us/products/sump-effluent-pumps/commercial/180-190-series | EA | 2023 |  | 53514472610 | 92 | LB | 21.25 | 11.75 | 14.75 | 12 Months | YES
188-0066 | BAX188 50'Cd/575V/3Ph/Ex Pr |  |  | EA | 3710 |  | 53514489502 | 126 | LB | 32 | 12 | 15 | 12 Months | NO
189-0003 | D189 230V/1Ph/CSA | D189 230V/1Ph/CSA | https://www.zoellerpumps.com/en-us/products/sump-effluent-pumps/commercial/180-190-series | EA | 2070 |  | 53514016326 | 91 | LB | 21.25 | 11.75 | 14.75 | 36 Months | YES
189-0004 | E189 230V/1Ph/CSA | E189 230V/1Ph/CSA | https://www.zoellerpumps.com/en-us/products/sump-effluent-pumps/commercial/180-190-series | EA | 1933 |  | 53514016333 | 90 | LB | 21.25 | 11.75 | 14.75 | 12 Months | YES
189-0006 | E189 50'Cd/230V/1Ph/CSA | E189 50'Cd/230V/1Ph/CSA | https://www.zoellerpumps.com/en-us/products/sump-effluent-pumps/commercial/180-190-series | EA | 2083 |  | 53514016357 | 99 | LB | 21.25 | 11.75 | 14.75 | 12 Months | YES
189-0007 | D189 50'Cd/230V/1Ph/CSA | D189 50'Cd/230V/1Ph/CSA | https://www.zoellerpumps.com/en-us/products/sump-effluent-pumps/commercial/180-190-series | EA | 2220 |  | 53514016364 | 100 | LB | 21.25 | 11.75 | 14.75 | 36 Months | YES
189-0008 | F189 230V/3Ph/cCSAus | F189 230V/3Ph/cCSAus/UL | https://www.zoellerpumps.com/en-us/products/sump-effluent-pumps/commercial/180-190-series | EA | 2053 |  | 53514016371 | 90 | LB | 21.25 | 11.75 | 14.75 | 12 Months | YES
189-0009 | G189 460V/3Ph/cCSAus | G189 460V/3Ph/cCSAus/UL | https://www.zoellerpumps.com/en-us/products/sump-effluent-pumps/commercial/180-190-series | EA | 2053 |  | 53514016388 | 90 | LB | 21.25 | 11.75 | 14.75 | 12 Months | YES
189-0010 | J189 200-208V/3Ph/cCSAus | J189 200-208V/3Ph/cCSAus/UL | https://www.zoellerpumps.com/en-us/products/sump-effluent-pumps/commercial/180-190-series | EA | 2053 |  | 53514016395 | 90 | LB | 21.25 | 11.75 | 14.75 | 12 Months | YES
189-0011 | H189 200-208V/1Ph/cCSAus | H189 200-208V/1Ph/cCSAus | https://www.zoellerpumps.com/en-us/products/sump-effluent-pumps/commercial/180-190-series | EA | 2115 |  | 53514016401 | 91 | LB | 21.25 | 11.75 | 14.75 | 12 Months | YES
189-0012 | I189 200-208V/1Ph/cCSAus | I189 200-208V/1Ph/cCSAus | https://www.zoellerpumps.com/en-us/products/sump-effluent-pumps/commercial/180-190-series | EA | 1978 |  | 53514016418 | 90 | LB | 21.25 | 11.75 | 14.75 | 12 Months | YES
189-0015 | E189 35'Cd/230V/1Ph/CSA | E189 35'Cd/230V/1Ph/CSA | https://www.zoellerpumps.com/en-us/products/sump-effluent-pumps/commercial/180-190-series | EA | 2048 |  | 53514016449 | 95 | LB | 21.25 | 11.75 | 14.75 | 12 Months | YES
189-0016 | E189 25'Cd/230V/1Ph/CSA | E189 25'Cd/230V/1Ph/CSA | https://www.zoellerpumps.com/en-us/products/sump-effluent-pumps/commercial/180-190-series | EA | 2038 |  | 53514026530 | 92 | LB | 21.25 | 11.75 | 14.75 | 12 Months | YES
189-0017 | BA189 575V/3Ph/cCSAus | BA189 575V/3Ph/cCSAus | https://www.zoellerpumps.com/en-us/products/sump-effluent-pumps/commercial/180-190-series | EA | 2103 |  | 53514030636 | 90 | LB | 21.25 | 11.75 | 14.75 | 12 Months | YES
189-0018 | E189 230V/1Ph/Wo Plug/CSA | E189 230V/1Ph/Wo Plug/CSA | https://www.zoellerpumps.com/en-us/products/sump-effluent-pumps/commercial/180-190-series | EA | 1933 |  | 53514033347 | 90 | LB | 21.25 | 11.75 | 14.75 | 12 Months | YES
189-0024 | G189 50'Cd/460V/3Ph/cCSAus | G189 50'Cd/460V/3Ph/cCSAus/UL | https://www.zoellerpumps.com/en-us/products/sump-effluent-pumps/commercial/180-190-series | EA | 2203 |  | 53514082079 | 99 | LB | 21.25 | 11.75 | 14.75 | 12 Months | YES
189-0025 | J189 35'Cd/200-208V/3Ph/cCSAus | J189 35'Cd/200-208V/3Ph/cCSAus/UL | https://www.zoellerpumps.com/en-us/products/sump-effluent-pumps/commercial/180-190-series | EA | 2093 |  | 53514086237 | 95 | LB | 21.25 | 11.75 | 14.75 | 12 Months | YES
189-0026 | H189 35'Cd/200-208V/1Ph/cCSAus | H189 35'Cd/200-208V/1Ph/cCSAus | https://www.zoellerpumps.com/en-us/products/sump-effluent-pumps/commercial/180-190-series | EA | 2230 |  | 53514088200 | 95 | LB | 21.25 | 11.75 | 14.75 | 12 Months | YES
189-0027 | WD189 230V/1Ph | WD189 230V/1Ph | https://www.zoellerpumps.com/en-us/products/sump-effluent-pumps/commercial/180-190-series | EA | 2127 |  | 53514090319 | 93 | LB | 21.25 | 11.75 | 14.75 | 12 Months | YES
189-0030 | IX189 200-208V/1Ph/Ex Pr | IX189 200-208V/1Ph/Ex Pr/FM/CSA | https://www.zoellerpumps.com/en-us/products/sump-effluent-pumps/commercial/180-190-series | EA | 3595 |  | 53514108205 | 126 | LB | 32 | 12 | 15 | 12 Months | NO
189-0031 | EX189 230V/1Ph/Ex Pr | EX189 230V/1Ph/Ex Pr/FM/CSA | https://www.zoellerpumps.com/en-us/products/sump-effluent-pumps/commercial/180-190-series | EA | 3550 |  | 53514108212 | 126 | LB | 32 | 12 | 15 | 12 Months | NO
189-0032 | JX189 200-208V/3Ph/Ex Pr | JX189 200-208V/3Ph/Ex Pr/FM/CSA | https://www.zoellerpumps.com/en-us/products/sump-effluent-pumps/commercial/180-190-series | EA | 3670 |  | 53514108229 | 126 | LB | 32 | 12 | 15 | 12 Months | NO
189-0033 | FX189 230V/3Ph/Ex Pr | FX189 230V/3Ph/Ex Pr/FM/CSA | https://www.zoellerpumps.com/en-us/products/sump-effluent-pumps/commercial/180-190-series | EA | 3670 |  | 53514108236 | 126 | LB | 32 | 12 | 15 | 12 Months | NO
189-0034 | GX189 460V/3Ph/Ex Pr | GX189 460V/3Ph/Ex Pr/FM/CSA | https://www.zoellerpumps.com/en-us/products/sump-effluent-pumps/commercial/180-190-series | EA | 3670 |  | 53514108243 | 126 | LB | 32 | 12 | 15 | 12 Months | NO
189-0035 | BAX189 575V/3Ph/Ex Pr | BAX189 575V/3Ph/Ex Pr | https://www.zoellerpumps.com/en-us/products/sump-effluent-pumps/commercial/180-190-series | EA | 3720 |  | 53514108250 | 126 | LB | 32 | 12 | 15 | 12 Months | NO
189-0040 | D189 25'Cd/230V/1Ph/CSA | D189 25'Cd/230V/1Ph/CSA | https://www.zoellerpumps.com/en-us/products/sump-effluent-pumps/commercial/180-190-series | EA | 2175 |  | 53514125288 | 100 | LB | 21.25 | 11.75 | 14.75 | 36 Months | YES
189-0041 | GX189 50'Cd/460V/3Ph/Ex Pr | GX189 50'Cd/460V/3Ph/Ex Pr/FM/CSA | https://www.zoellerpumps.com/en-us/products/sump-effluent-pumps/commercial/180-190-series | EA | 3870 |  | 53514137731 | 129 | LB | 32 | 12 | 15 | 12 Months | NO
189-0042 | WD189 50'Cd/230V/1Ph | WD189 50'Cd/230V/1Ph | https://www.zoellerpumps.com/en-us/products/sump-effluent-pumps/commercial/180-190-series | EA | 2277 |  | 53514151836 | 98 | LB | 21.25 | 11.75 | 14.75 | 12 Months | NO
189-0044 | G189 35'Cd/460V/3Ph/cCSAus | G189 35'Cd/460V/3Ph/cCSAus/UL | https://www.zoellerpumps.com/en-us/products/sump-effluent-pumps/commercial/180-190-series | EA | 2168 |  | 53514173654 | 97 | LB | 21.25 | 11.75 | 14.75 | 12 Months | YES
189-0045 | I189 50'Cd/200-208V/1Ph/cCSAus | I189 50'Cd/200-208V/1Ph/cCSAus | https://www.zoellerpumps.com/en-us/products/sump-effluent-pumps/commercial/180-190-series | EA | 2128 |  | 53514192969 | 95 | LB | 21.25 | 11.75 | 14.75 | 12 Months | YES
189-0047 | DX189 230V/1Ph/Ex Pr | DX189 230V/1Ph/Ex Pr/FM/CSA | https://www.zoellerpumps.com/en-us/products/sump-effluent-pumps/commercial/180-190-series | EA | 4735 |  | 53514236441 | 128 | LB | 32 | 12 | 15 | 12 Months | NO
189-0048 | HX189 200-208V/1Ph/Ex Pr | HX189 200-208V/1Ph/Ex Pr/FM/CSA | https://www.zoellerpumps.com/en-us/products/sump-effluent-pumps/commercial/180-190-series | EA | 4780 |  | 53514236465 | 128 | LB | 32 | 12 | 15 | 12 Months | NO
189-0049 | D189 35'Cd/230V/1Ph/CSA | D189 35'Cd/230V/1Ph/CSA | https://www.zoellerpumps.com/en-us/products/sump-effluent-pumps/commercial/180-190-series | EA | 2185 |  | 53514260569 | 100 | LB | 21.25 | 11.75 | 14.75 | 36 Months | YES
189-0051 | G189 25'Cd/460V/3Ph/cCSAus | G189 25'Cd/460V/3Ph/cCSAus/UL | https://www.zoellerpumps.com/en-us/products/sump-effluent-pumps/commercial/180-190-series | EA | 2158 |  | 53514299644 | 96 | LB | 21.25 | 11.75 | 14.75 | 12 Months | YES
189-0056 | J189 50'Cd/200-208V/3Ph/cCSAus | J189 50'Cd/200-208V/3Ph/cCSAus/UL | https://www.zoellerpumps.com/en-us/products/sump-effluent-pumps/commercial/180-190-series | EA | 2203 |  | 53514343675 | 96 | LB | 21.25 | 11.75 | 14.75 | 12 Months | YES
189-0057 | F189 35'Cd/230V/3Ph/cCSAus | F189 35'Cd/230V/3Ph/cCSAus/UL | https://www.zoellerpumps.com/en-us/products/sump-effluent-pumps/commercial/180-190-series | EA | 2168 |  | 53514343712 | 91 | LB | 21.25 | 11.75 | 14.75 | 12 Months | YES
189-0058 | GX189 35'Cd/460V/3Ph/Ex Pr | GX189 35'Cd/460V/3Ph/Ex Pr/FM/CSA | https://www.zoellerpumps.com/en-us/products/sump-effluent-pumps/commercial/180-190-series | EA | 3785 |  | 53514367831 | 126 | LB | 32 | 12 | 15 | 12 Months | NO
189-0059 | DX189 35'Cd/230V/1Ph/Ex Pr | DX189 35'Cd/230V/1Ph/Ex Pr/FM/CSA | https://www.zoellerpumps.com/en-us/products/sump-effluent-pumps/commercial/180-190-series | EA | 4850 |  | 53514367855 | 128 | LB | 32 | 12 | 15 | 12 Months | NO
189-0061 | IX189 50'Cd/200-208V/1Ph/Ex Pr | IX189 50'Cd/200-208V/1Ph/Ex Pr/FM/CSA | https://www.zoellerpumps.com/en-us/products/sump-effluent-pumps/commercial/180-190-series | EA | 3745 |  | 53514387389 | 126 | LB | 32 | 12 | 15 | 12 Months | NO
189-0063 | F189 50'Cd/230V/3Ph/cCSAus | F189 50'Cd/230V/3Ph/cCSAus/UL | https://www.zoellerpumps.com/en-us/products/sump-effluent-pumps/commercial/180-190-series | EA | 2203 |  | 53514438623 | 90 | LB | 21.25 | 11.75 | 14.75 | 12 Months | YES
189-0064 | GX189 25'Cd/460V/3Ph/Ex Pr | GX189 25'Cd/460V/3Ph/Ex Pr | https://www.zoellerpumps.com/en-us/products/sump-effluent-pumps/commercial/180-190-series | EA | 3775 |  | 53514439644 | 126 | LB | 32 | 12 | 15 | 12 Months | NO
189-0065 | BA189 50'Cd/575V/3Ph/cCSAus | BA189 50'Cd/575V/3Ph/cCSAus | https://www.zoellerpumps.com/en-us/products/sump-effluent-pumps/commercial/180-190-series | EA | 2253 |  | 53514457914 | 90 | LB | 21.25 | 11.75 | 14.75 | 12 Months | YES
191-0004 | E191 230V/1Ph/cCSAus | E191 230V/1Ph/cCSAus | https://www.zoellerpumps.com/en-us/products/sump-effluent-pumps/commercial/180-190-series | EA | 1997 |  | 53514058548 | 87 | LB | 21.25 | 11.75 | 14.75 | 12 Months | YES
191-0006 | E191 25'Cd/230V/1Ph/cCSAus | E191 25'Cd/230V/1Ph/cCSAus | https://www.zoellerpumps.com/en-us/products/sump-effluent-pumps/commercial/180-190-series | EA | 2102 |  | 53514099404 | 88 | LB | 21.25 | 11.75 | 14.75 | 12 Months | YES
191-0007 | EX191 230V/1Ph/Ex Pr | EX191 230V/1Ph/Ex Pr/FM/CSA | https://www.zoellerpumps.com/en-us/products/sump-effluent-pumps/commercial/180-190-series | EA | 3532 |  | 53514108267 | 129 | LB | 32 | 12 | 15 | 12 Months | NO
191-0008 | E191 50'Cd/230V/1Ph/cCSAus | E191 50'Cd/230V/1Ph/cCSAus | https://www.zoellerpumps.com/en-us/products/sump-effluent-pumps/commercial/180-190-series | EA | 2147 |  | 53514135164 | 89 | LB | 21.25 | 11.75 | 14.75 | 12 Months | YES
191-0010 | DX191 230V/1Ph/Ex Pr | DX191 230V/1Ph/Ex Pr/FM/CSA | https://www.zoellerpumps.com/en-us/products/sump-effluent-pumps/commercial/180-190-series | EA | 4988 |  | 53514236489 | 128 | LB | 32 | 12 | 15 | 12 Months | NO
191-0011 | E191 35'Cd/230V/1Ph/cCSAus | E191 35'Cd/230V/1Ph/cCSAus | https://www.zoellerpumps.com/en-us/products/sump-effluent-pumps/commercial/180-190-series | EA | 2112 |  | 53514259112 | 89 | LB | 21.25 | 11.75 | 14.75 | 12 Months | YES
191-0012 | DX191 50'Cd/230V/1Ph/Ex Pr | DX191 50'Cd/230V/1Ph/Ex Pr/FM/CSA | https://www.zoellerpumps.com/en-us/products/sump-effluent-pumps/commercial/180-190-series | EA | 5138 |  | 53514267315 | 130 | LB | 32 | 12 | 15 | 12 Months | NO
191-0013 | EX191 50'Cd/230V/1Ph/Ex Pr | EX191 50'Cd/230V/1Ph/Ex Pr/FM/CSA | https://www.zoellerpumps.com/en-us/products/sump-effluent-pumps/commercial/180-190-series | EA | 3682 |  | 53514331757 | 131 | LB | 32 | 12 | 15 | 12 Months | NO
191-0014 | EX191 35'Cd/230V/1Ph/Ex Pr | EX191 35'Cd/230V/1Ph/Ex Pr/FM/CSA | https://www.zoellerpumps.com/en-us/products/sump-effluent-pumps/commercial/180-190-series | EA | 3647 |  | 53514364670 | 131 | LB | 32 | 12 | 15 | 12 Months | NO
200-0006 | Qwik Jon Choice/Macerator Pump & Tank/cCSAus | Qwik Jon Choice/Macerator Pump & Tank/cCSAus | https://www.zoellerpumps.com/en-us/products/toilet-grinder/qwik-jon-ultima | EA | 1057 | 792.75 | 53514475802 | 24 | LB | 21 | 15.5 | 12 | 24 Months | NO
200-0021 | Qwik Jon Choice-System W-Zco Toilet "202" |  |  | EA | 1750 | 1312.5 | 53514485962 | 109 | LB | 109 | LB | LB | 60 Months | NO
201-0006 | Qwik Jon Premier/Grinder Pump & Tank/cCSAus | Qwik Jon Premier/Grinder Pump & Tank/cCSAus | https://www.zoellerpumps.com/en-us/products/toilet-grinder/qwik-jon-ultima | EA | 1221 | 915.75 | 53514477400 | 31 | LB | 21 | 15.5 | 12 | 24 Months | NO
201-0021 | Qwik Jon Premier-System W-Zco Toilet "202" |  |  | EA | 1970 | 1477.5 | 53514485955 | 109 | LB | 20.5 | 11.5 | 15.5 | 12 Months | NO
202-1000 | Qwik Jon Ultima/Grinder Pump & Tank/cCSAus | Qwik Jon Ultima/Grinder Pump & Tank/cUPC | https://www.zoellerpumps.com/en-us/products/toilet-grinder/qwik-jon-ultima | EA | 1328 | 996 | 53514195038 | 34 | LB | 15.5 | 11.5 | 20.5 | 12 Months | NO
202-1001 | Qwik Jon Ultima/Grinder Pump & Tank/WU202 Cd w/o Plug/cCSAus | Qwik Jon Ultima/Grinder Pump & Tank/WU202 Cd w/o Plug/cUPC | https://www.zoellerpumps.com/en-us/products/toilet-grinder/qwik-jon-ultima | EA | 1328 | 996 | 53514289218 | 34 | LB | 15.5 | 11.5 | 20.5 | 12 Months | NO
202-2000 | Bowl,Toilet/Back Outlet/Elongated/"202"/cCSAus (1.28/1.6GPF) | Bowl,Toilet/Back Outlet/Elongated/"202"/cUPC (1.28/1.6GPF) | https://www.zoellerpumps.com/en-us/products/toilet-grinder/qwik-jon-ultima | EA | 303 | 227.25 | 53514195045 | 47 | LB | 17.5 | 28 | 28 | 12 Months | YES
202-3002 | Tank & Cover,Toilet Asm/LH/"202"/cCSAus/Premium | Tank & Cover,Toilet Asm/LH/"202"/cUPC/Premium | https://www.zoellerpumps.com/en-us/products/toilet-grinder/qwik-jon-ultima | EA | 201 | 150.75 | 53514337803 | 40 | LB | 15.5 | 12 | 20.5 | 12 Months | YES
202-3003 | Tank & Cover,Toilet Asm/RH/"202"/cCSAus/Premium | Tank & Cover,Toilet Asm/RH/"202"/cUPC/Premium | https://www.zoellerpumps.com/en-us/products/toilet-grinder/qwik-jon-ultima | EA | 201 | 150.75 | 53514337810 | 40 | LB | 15.5 | 12 | 20.5 | 12 Months | NO
203-0005 | Qwik Jon Ultima Sys W-O Std Rear Flush Toilet | Qwik Jon Ultima Sys W-O Std Rear Flush Toilet | https://www.zoellerpumps.com/en-us/products/toilet-grinder/qwik-jon-ultima | EA | 1328 | 996 | 53514183042 | 37 | LB | 15.5 | 11.5 | 20.5 | 12 Months | NO
203-1001 | Qwik Jon Ultima/"203"/Grinder Pump & Tank/WU202/Cd w/o Plug | Qwik Jon Ultima/"203"/Grinder Pump & Tank/WU202/Cd w/o Plug | https://www.zoellerpumps.com/en-us/products/toilet-grinder/qwik-jon-ultima | EA | 1205 |  | 53514322694 | 37 | LB | 15.5 | 11.5 | 20.5 | 12 Months | NO
204-1000 | Qwik Jon Ultima/"204"/Lavatory & Shower Unit | Qwik Jon Ultima/"204"/Lavatory & Shower Unit | https://www.zoellerpumps.com/en-us/products/toilet-grinder/qwik-jon-ultima-204 | EA | 1184 |  | 53514203917 | 33 | LB | 15.5 | 11.5 | 20.5 | 12 Months | NO
204-1001 | Qwik Jon Ultima/"204"/Grinder Pump & Tank/WU202/Cd w/o Plug | Qwik Jon Ultima/"204"/Grinder Pump & Tank/WU202/Cd w/o Plug | https://www.zoellerpumps.com/en-us/products/toilet-grinder/qwik-jon-ultima-204 | EA | 1184 |  | 53514322731 | 37 | LB | 15.5 | 11.5 | 20.5 | 12 Months | NO
2057-0005 | BN2057 115V/1Ph/Intermittent HT | BN2057 115V/1Ph/Intermittent HT | https://www.zoellerpumps.com/en-us/products/high-temperature/intermittent | EA | 767 |  | 53514124960 | 27.5 | LB | 10.25 | 7.75 | 10.5 | 12 Months | NO
2057-0006 | BE2057 230V/1Ph/Intermittent HT | BE2057 230V/1Ph/Intermittent HT | https://www.zoellerpumps.com/en-us/products/high-temperature/intermittent | EA | 869 |  | 53514124984 | 27.5 | LB | 10.25 | 7.75 | 10.5 | 12 Months | YES
2098-0005 | BN2098 115V/1Ph/Intermittent/HT | BN2098 115V/1Ph/Intermittent/HT | https://www.zoellerpumps.com/en-us/products/high-temperature/intermittent | EA | 865 |  | 53514125035 | 39 | LB | 12.25 | 7.75 | 11 | 12 Months | NO
2098-0006 | BE2098 230V/1Ph/Intermittent/HT | BE2098 230V/1Ph/Intermittent/HT | https://www.zoellerpumps.com/en-us/products/high-temperature/intermittent | EA | 879 |  | 53514125042 | 39 | LB | 12.25 | 7.75 | 11 | 12 Months | YES
211-0001 | M211 115V/1Ph/cCSAus | M211 115V/1Ph/cCSAus | https://www.zoellerpumps.com/en-us/products/sewage-pumps/residential/model-211 | EA | 485 |  | 53514123055 | 12.2 | LB | 16.5 | 7.75 | 9.5 | 12 Months | YES
211-0002 | N211 115V/1Ph/cCSAus | N211 115V/1Ph/cCSAus | https://www.zoellerpumps.com/en-us/products/sewage-pumps/residential/model-211 | EA | 425 |  | 53514123062 | 12.2 | LB | 16.5 | 7.75 | 9.5 | 12 Months | YES
211-0005 | BN211 15'Cd/115V/1Ph/Pb Float Switch/cCSAus | BN211 15'Cd/115V/1Ph/Pb Float Switch/cCSAus | https://www.zoellerpumps.com/en-us/products/sewage-pumps/residential/model-211 | EA | 466 |  | 53514151447 | 15 | LB | 16.5 | 7.75 | 9.5 | 12 Months | YES
212-0001 | M212 115V/1Ph/60Hz/.5Hp/cCSAus | M212 115V/1Ph/60Hz/.5Hp/cCSAus | https://www.zoellerpumps.com/en-us/products/sewage-pumps/residential/model-211 | EA | 464 |  | 53514369323 | 17.6 | LB | 17 | 11.25 | 8 | 24 Months | YES
212-0002 | N212 15'Cd/115V/1Ph/60Hz/.5Hp/cCSAus | N212 15'Cd/115V/1Ph/60Hz/.5Hp/cCSAus | https://www.zoellerpumps.com/en-us/products/sewage-pumps/residential/model-211 | EA | 382 |  | 53514411527 | 17.6 | LB | 17 | 11.25 | 8 | 24 Months | YES
2137-0005 | BN2137 115V/1Ph/Intermittent HT | BN2137 115V/1Ph/Intermittent HT | https://www.zoellerpumps.com/en-us/products/high-temperature/intermittent | EA | 1060 |  | 53514125103 | 46 | LB | 13.75 | 11 | 11 | 12 Months | NO
2137-0006 | BE2137 230V/1Ph/Intermittent HT | BE2137 230V/1Ph/Intermittent HT | https://www.zoellerpumps.com/en-us/products/high-temperature/intermittent | EA | 1184 |  | 53514125110 | 46 | LB | 13.75 | 11 | 11 | 36 Months | YES
2282-0005 | BN2282 2F/115V/1Ph/Intermittent HT | BN2282 2F/115V/1Ph/Intermittent HT | https://www.zoellerpumps.com/en-us/products/high-temperature/intermittent | EA | 1839 |  | 53514125196 | 84 | LB | 21.25 | 11.75 | 14.75 | 12 Months | NO
2282-0006 | BE2282 2F/230V/1Ph/Intermittent HT | BE2282 2F/230V/1Ph/Intermittent HT | https://www.zoellerpumps.com/en-us/products/high-temperature/intermittent | EA | 1832 |  | 53514125233 | 84 | LB | 21.25 | 11.75 | 14.75 | 36 Months | YES
2382-0005 | BN2282 3F/115V/1Ph/Intermittent HT | BN2282 3F/115V/1Ph/Intermittent HT | https://www.zoellerpumps.com/en-us/products/high-temperature/intermittent | EA | 1839 |  | 53514125219 | 83 | LB | 21.25 | 11.75 | 14.75 | 12 Months | NO
2382-0006 | BE2282 3F/230V/1Ph/Intermittent HT | BE2282 3F/230V/1Ph/Intermittent HT | https://www.zoellerpumps.com/en-us/products/high-temperature/intermittent | EA | 1832 |  | 53514125240 | 83 | LB | 21.25 | 11.75 | 14.75 | 36 Months | YES
261-0001 | M161 2F/115V/1Ph/cCSAus/(161-0001) | M161 2F/115V/1Ph/cCSAus/UL/(161-0001) | https://www.zoellerpumps.com/en-us/products/sump-effluent-pumps/commercial/160-series | EA | 1605 |  | 53514017316 | 86 | LB | 21.25 | 11.75 | 14.75 | 12 Months | YES
261-0002 | N161 2F/115V/1Ph/CSA/(161-0002) | N161 2F/115V/1Ph/CSA/(161-0002) | https://www.zoellerpumps.com/en-us/products/sump-effluent-pumps/commercial/160-series | EA | 1455 |  | 53514017323 | 85 | LB | 21.25 | 11.75 | 14.75 | 12 Months | YES
261-0003 | D161 2F/230V/1Ph/cCSAus/(161-0003) | D161 2F/230V/1Ph/cCSAus/UL/(161-0003) | https://www.zoellerpumps.com/en-us/products/sump-effluent-pumps/commercial/160-series | EA | 1681 |  | 53514017330 | 86 | LB | 21.25 | 11.75 | 14.75 | 36 Months | YES
261-0004 | E161 2F/230V/1Ph/cCSAus/(161-0004) | E161 2F/230V/1Ph/cCSAus/UL/(161-0004) | https://www.zoellerpumps.com/en-us/products/sump-effluent-pumps/commercial/160-series | EA | 1533 |  | 53514017347 | 85 | LB | 21.25 | 11.75 | 14.75 | 12 Months | YES
261-0005 | M161 2F/50'Cd/115V/1Ph/cCSAus/(161-0009) | M161 2F/50'Cd/115V/1Ph/cCSAus/UL/(161-0009) | https://www.zoellerpumps.com/en-us/products/sump-effluent-pumps/commercial/160-series | EA | 1755 |  | 53514017354 | 95 | LB | 21.25 | 11.75 | 14.75 | 12 Months | YES
261-0006 | H161 2F/200-208V/1Ph/cCSAus/(161-0010) | H161 2F/200-208V/1Ph/cCSAus/(161-0010) | https://www.zoellerpumps.com/en-us/products/sump-effluent-pumps/commercial/160-series | EA | 1726 |  | 53514017361 | 86 | LB | 21.25 | 11.75 | 14.75 | 12 Months | YES
261-0007 | N161 2F/35'Cd/115V/1Ph/CSA/(161-0016) | N161 2F/35'Cd/115V/1Ph/CSA/(161-0016) | https://www.zoellerpumps.com/en-us/products/sump-effluent-pumps/commercial/160-series | EA | 1570 |  | 53514026837 | 90 | LB | 21.25 | 11.75 | 14.75 | 12 Months | YES
261-0008 | M161 2F/35'Cd/115V/1Ph/cCSAus/(161-0017) | M161 2F/35'Cd/115V/1Ph/cCSAus/UL/(161-0017) | https://www.zoellerpumps.com/en-us/products/sump-effluent-pumps/commercial/160-series | EA | 1720 |  | 53514030490 | 91 | LB | 21.25 | 11.75 | 14.75 | 12 Months | YES
261-0009 | J161 2F/200-208V/3Ph/cCSAus/(161-0012) | J161 2F/200-208V/3Ph/cCSAus/UL/(161-0012) | https://www.zoellerpumps.com/en-us/products/sump-effluent-pumps/commercial/160-series | EA | 1653 |  | 53514032050 | 85 | LB | 21.25 | 11.75 | 14.75 | 12 Months | YES
261-0010 | E161 2F/230V/1Ph/cCSAus/(161-0021) | E161 2F/230V/1Ph/cCSAus/(161-0021) | https://www.zoellerpumps.com/en-us/products/sump-effluent-pumps/commercial/160-series | EA | 1533 |  | 53514045128 | 85 | LB | 21.25 | 11.75 | 14.75 | 12 Months | YES
261-0011 | F161 2F/230V/3Ph/cCSAus/(161-0011) | F161 2F/230V/3Ph/cCSAus/UL/(161-0011) | https://www.zoellerpumps.com/en-us/products/sump-effluent-pumps/commercial/160-series | EA | 1653 |  | 53514034153 | 85 | LB | 21.25 | 11.75 | 14.75 | 12 Months | YES
261-0012 | G161 2F/460V/3Ph/cCSAus/(161-0007) | G161 2F/460V/3Ph/cCSAus/UL/(161-0007) | https://www.zoellerpumps.com/en-us/products/sump-effluent-pumps/commercial/160-series | EA | 1653 |  | 53514036980 | 85 | LB | 21.25 | 11.75 | 14.75 | 12 Months | YES
261-0013 | I161 2F/200-208V/1Ph/cCSAus/(161-0005) | I161 2F/200-208V/1Ph/cCSAus/(161-0005) | https://www.zoellerpumps.com/en-us/products/sump-effluent-pumps/commercial/160-series | EA | 1578 |  | 53514037314 | 85 | LB | 21.25 | 11.75 | 14.75 | 12 Months | YES
261-0015 | N161 2F/50'Cd/115V/1Ph/CSA/(161-0024) | N161 2F/50'Cd/115V/1Ph/CSA/(161-0024) | https://www.zoellerpumps.com/en-us/products/sump-effluent-pumps/commercial/160-series | EA | 1605 |  | 53514039950 | 94 | LB | 21.25 | 11.75 | 14.75 | 12 Months | YES
261-0016 | BN161 2F/115V/1Ph/Pb20'/CSA/(161-0002) | BN161 2F/115V/1Ph/Pb20'/CSA/(161-0002) | https://www.zoellerpumps.com/en-us/products/sump-effluent-pumps/commercial/160-series | EA | 1640 |  | 53514042424 | 87 | LB | 21.25 | 11.75 | 14.75 | 12 Months | YES
261-0017 | N161 2F/25'Cd/115V/1Ph/CSA/(161-0028) | N161 2F/25'Cd/115V/1Ph/CSA/(161-0028) | https://www.zoellerpumps.com/en-us/products/sump-effluent-pumps/commercial/160-series | EA | 1560 |  | 53514047207 | 87 | LB | 21.25 | 11.75 | 14.75 | 12 Months | YES
261-0018 | E161 2F/35'Cd/230V/1P/cCSAus/(161-0031) | E161 2F/35'Cd/230V/1P/cCSAus/UL/(161-0031) | https://www.zoellerpumps.com/en-us/products/sump-effluent-pumps/commercial/160-series | EA | 1648 |  | 53514056995 | 90 | LB | 21.25 | 11.75 | 14.75 | 12 Months | YES
261-0019 | G161 2F/460V/3Ph/ED/(161-0032) | G161 2F/460V/3Ph/ED/(161-0032) | https://www.zoellerpumps.com/en-us/products/sump-effluent-pumps/commercial/160-series | EA | 1698 |  | 53514064723 | 85 | LB | 21.25 | 11.75 | 14.75 | 12 Months | YES
261-0020 | M161 2F/25'Cd/115V/1Ph/cCSAus/(161-00006) | M161 2F/25'Cd/115V/1Ph/cCSAus/UL/(161-00006) | https://www.zoellerpumps.com/en-us/products/sump-effluent-pumps/commercial/160-series | EA | 1710 |  | 53514067571 | 88 | LB | 21.25 | 11.75 | 14.75 | 12 Months | YES
261-0021 | G161 2F/35'Cd/460V/3Ph/cCSAus/(161-0020) | G161 2F/35'Cd/460V/3Ph/cCSAus/UL/(161-0020) | https://www.zoellerpumps.com/en-us/products/sump-effluent-pumps/commercial/160-series | EA | 1768 |  | 53514069780 | 90 | LB | 21.25 | 11.75 | 14.75 | 12 Months | YES
261-0022 | I161 2F/25'Cd/200-208V/1Ph/cCSAus/(161-0035) | I161 2F/25'Cd/200-208V/1Ph/cCSAus/(161-0035) | https://www.zoellerpumps.com/en-us/products/sump-effluent-pumps/commercial/160-series | EA | 1683 |  | 53514078522 | 87 | LB | 21.25 | 11.75 | 14.75 | 12 Months | YES
261-0023 | I161 2F/35'Cd/200-208V/1Ph/cCSAus/(161-0036) | I161 2F/35'Cd/200-208V/1Ph/cCSAus/(161-0036) | https://www.zoellerpumps.com/en-us/products/sump-effluent-pumps/commercial/160-series | EA | 1693 |  | 53514078539 | 90 | LB | 21.25 | 11.75 | 14.75 | 12 Months | YES
261-0024 | BE161 2F/230V/1Ph/Pb20'/cCSAus/(161-0004) | BE161 2F/230V/1Ph/Pb20'/cCSAus/UL/(161-0004) | https://www.zoellerpumps.com/en-us/products/sump-effluent-pumps/commercial/160-series | EA | 1573 |  | 53514079376 | 87 | LB | 21.25 | 11.75 | 14.75 | 12 Months | YES
261-0025 | D161 2F/25'Cd/230V/1Ph/cCSAus/(161-0030) | D161 2F/25'Cd/230V/1Ph/cCSAus/UL/(161-0030) | https://www.zoellerpumps.com/en-us/products/sump-effluent-pumps/commercial/160-series | EA | 1786 |  | 53514086381 | 88 | LB | 21.25 | 11.75 | 14.75 | 36 Months | YES
261-0026 | F161 2F/35'Cd/230V/3Ph/cCSAus/(161-0037) | F161 2F/35'Cd/230V/3Ph/cCSAus/UL/(161-0037) | https://www.zoellerpumps.com/en-us/products/sump-effluent-pumps/commercial/160-series | EA | 1768 |  | 53514087180 | 88 | LB | 21.25 | 11.75 | 14.75 | 12 Months | YES
261-0031 | NX161 2F/115V/1Ph/Ex Pr/(161-0042) | NX161 2F/115V/1Ph/Ex Pr/FM/CSA/(161-0042) | https://www.zoellerpumps.com/en-us/products/sump-effluent-pumps/commercial/160-series | EA | 3084 |  | 53514118105 | 119 | LB | 32 | 12 | 15 | 12 Months | NO
261-0032 | E161 2F/25'Cd/230V/1P/cCSAus/(161-0049) | E161 2F/25'Cd/230V/1P/cCSAus/UL/(161-0049) | https://www.zoellerpumps.com/en-us/products/sump-effluent-pumps/commercial/160-series | EA | 1638 |  | 53514122812 | 90 | LB | 21.25 | 11.75 | 14.75 | 12 Months | YES
261-0034 | EX161 2F/230V/1Ph/Ex Pr/(161-0044) | EX161 2F/230V/1Ph/Ex Pr/FM/CSA/(161-0044) | https://www.zoellerpumps.com/en-us/products/sump-effluent-pumps/commercial/160-series | EA | 3057 |  | 53514132859 | 119 | LB | 32 | 12 | 15 | 12 Months | NO
261-0035 | JX161 2F/200-208V/3Ph/Ex Pr/(161-0045) | JX161 2F/200-208V/3Ph/Ex Pr/FM/CSA/(161-0045) | https://www.zoellerpumps.com/en-us/products/sump-effluent-pumps/commercial/160-series | EA | 3177 |  | 53514133412 | 119 | LB | 32 | 12 | 15 | 12 Months | NO
261-0036 | E161 2F/50'Cd/230V/1Ph/cCSAus/(161-0038) | E161 2F/50'Cd/230V/1Ph/cCSAus/UL/(161-0038) | https://www.zoellerpumps.com/en-us/products/sump-effluent-pumps/commercial/160-series | EA | 1683 |  | 53514135904 | 90 | LB | 21.25 | 11.75 | 14.75 | 12 Months | YES
261-0037 | GX161 2F/460V/3Ph/Ex Pr/(161-0047) | GX161 2F/460V/3Ph/Ex Pr/FM/CSA/(161-0047) | https://www.zoellerpumps.com/en-us/products/sump-effluent-pumps/commercial/160-series | EA | 3177 |  | 53514148997 | 119 | LB | 32 | 12 | 15 | 12 Months | NO
261-0038 | EX161 2F/50'Cd/230V/1Ph/Ex Pr(161-0055) | EX161 2F/50'Cd/230V/1Ph/Ex Pr/FM/CSA/(161-0055) | https://www.zoellerpumps.com/en-us/products/sump-effluent-pumps/commercial/160-series | EA | 3207 |  | 53514152130 | 123 | LB | 32 | 12 | 15 | 12 Months | NO
261-0041 | NX161 2F/25'Cd/115V/1Ph/Ex Pr/(161-0064) | NX161 2F/25'Cd/115V/1Ph/Ex Pr/FM/CSA/(161-0064) | https://www.zoellerpumps.com/en-us/products/sump-effluent-pumps/commercial/160-series | EA | 3189 |  | 53514182113 | 120 | LB | 32 | 12 | 15 | 12 Months | NO
261-0042 | F161 2F/25'Cd/230V/3Ph/cCSAus/(161-0066) | F161 2F/25'Cd/230V/3Ph/cCSAus/UL/(161-0066) | https://www.zoellerpumps.com/en-us/products/sump-effluent-pumps/commercial/160-series | EA | 1758 |  | 53514189068 | 86 | LB |  |  |  | 12 Months | YES
261-0043 | I161 2F/50'Cd/200-208V/1Ph/cCSAus/(161-0022) | I161 2F/50'Cd/200-208V/1Ph/cCSAus/(161-0022) | https://www.zoellerpumps.com/en-us/products/sump-effluent-pumps/commercial/160-series | EA | 1728 |  | 53514192952 | 92 | LB |  |  |  | 12 Months | YES
261-0044 | GX161 2F/50'Cd/460V/3Ph/Ex Pr/(161-0069) | GX161 2F/50'Cd/460V/3Ph/Ex Pr/FM/CSA/(161-0069) | https://www.zoellerpumps.com/en-us/products/sump-effluent-pumps/commercial/160-series | EA | 3327 |  | 53514201661 | 125 | LB |  |  |  | 12 Months | NO
261-0045 | IX161 2F/200-208V/1Ph/Ex Pr/(161-0043) | IX161 2F/200-208V/1Ph/Ex Pr/FM/CSA/(161-0043) | https://www.zoellerpumps.com/en-us/products/sump-effluent-pumps/commercial/160-series | EA | 3102 |  | 53514207267 | 119 | LB | 32 | 12 | 15 | 12 Months | NO
261-0046 | EX161 2F/25'Cd/230V/1Ph/Ex Pr/(161-0061) | EX161 2F/25'Cd/230V/1Ph/Ex Pr/FM/CSA/(161-0061) | https://www.zoellerpumps.com/en-us/products/sump-effluent-pumps/commercial/160-series | EA | 3162 |  | 53514211905 | 120 | LB | 32 | 12 | 15 | 12 Months | NO
261-0047 | NX161 2F/50'Cd/115V/1Ph/Ex Pr/(161-0051) | NX161 2F/50'Cd/115V/1Ph/Ex Pr/FM/CSA/(161-0051) | https://www.zoellerpumps.com/en-us/products/sump-effluent-pumps/commercial/160-series | EA | 3234 |  | 53514229399 | 120 | LB | 32 | 12 | 15 | 12 Months | NO
261-0048 | J161 2F/35'CD/200-208V/3Ph/cCSAus/(161-0076) | J161 2F/35'CD/200-208V/3Ph/cCSAus/UL/(161-0076) | https://www.zoellerpumps.com/en-us/products/sump-effluent-pumps/commercial/160-series | EA | 1768 |  | 53514234805 | 85 | LB | 21.25 | 11.75 | 14.75 | 12 Months | YES
261-0049 | MX161 2F/50'Cd/115V/1Ph/Ex Pr/(161-0083) | MX161 2F/50'Cd/115V/1Ph/Ex Pr/FM/CSA/(161-0083) | https://www.zoellerpumps.com/en-us/products/sump-effluent-pumps/commercial/160-series | EA | 4549 |  | 53514259938 | 126 | LB | 32 | 12 | 15.75 | 12 Months | NO
261-0050 | MX161 2F/115V/1Ph/Ex Pr/(161-0071) | MX161 2F/115V/1Ph/Ex Pr/FM/CSA/(161-0071) | https://www.zoellerpumps.com/en-us/products/sump-effluent-pumps/commercial/160-series | EA | 4399 |  | 53514270216 | 126 | LB | 32 | 12 | 15.75 | 12 Months | NO
261-0051 | N161 2F/115V/1Ph/ED/(161-0085) | N161 2F/115V/1Ph/ED/(161-0085) | https://www.zoellerpumps.com/en-us/products/sump-effluent-pumps/commercial/160-series | EA | 1500 |  | 53514270551 | 85 | LB | 21.25 | 11.75 | 14.75 | 12 Months | YES
261-0052 | IX161 2F/35'Cd/200-208V/1Ph/Ex Pr/(161-0048) | IX161 2F/35'Cd/200-208V/1Ph/Ex Pr/FM/CSA/(161-0048) | https://www.zoellerpumps.com/en-us/products/sump-effluent-pumps/commercial/160-series | EA | 3217 |  | 53514279530 | 121 | LB | 32 | 12 | 15 | 12 Months | NO
261-0054 | G161 2F/50'Cd/460V/3Ph/cCSAus/(161-0054) | G161 2F/50'Cd/460V/3Ph/cCSAus/UL/(161-0054) | https://www.zoellerpumps.com/en-us/products/sump-effluent-pumps/commercial/160-series | EA | 1803 |  | 53514285111 | 92 | LB | 21.25 | 11.75 | 14.75 | 12 Months | YES
261-0055 | J161 2F/50'Cd/200-208V/3Ph/cCSAus/(161-0057) | J161 2F/50'Cd/200-208V/3Ph/cCSAus/UL/(161-0057) | https://www.zoellerpumps.com/en-us/products/sump-effluent-pumps/commercial/160-series | EA | 1803 |  | 53514310837 | 84 | LB | 21.25 | 11.75 | 1475 | 12 Months | YES
261-0056 | D161 2F/35'Cd/230V/1Ph/cCSAus/(161-0008) | D161 2F/35'Cd/230V/1Ph/cCSAus/UL/(161-0008) | https://www.zoellerpumps.com/en-us/products/sump-effluent-pumps/commercial/160-series | EA | 1796 |  | 53514315887 | 89 | LB | 21.25 | 11.75 | 14.75 | 36 Months | YES
261-0057 | D161 2F/50'Cd/230V/1Ph/cCSAus/(161-0052) | D161 2F/50'Cd/230V/1Ph/cCSAus/UL/(161-0052) | https://www.zoellerpumps.com/en-us/products/sump-effluent-pumps/commercial/160-series | EA | 1831 |  | 53514315900 | 90 | LB | 21.25 | 11.75 | 14.75 | 36 Months | YES
261-0059 | J161 2F/25'Cd/200-208V/3Ph/cCSAus/(161-0023) | J161 2F/25'Cd/200-208V/3Ph/cCSAus/UL/(161-0023) | https://www.zoellerpumps.com/en-us/products/sump-effluent-pumps/commercial/160-series | EA | 1758 |  | 53514318192 | 86 | LB | 21.25 | 11.75 | 14.75 | 12 Months | YES
261-0061 | G161 2F/25'Cd/460V/3Ph/cCSAus/(161-0092) | G161 2F/25'Cd/460V/3Ph/cCSAus/UL/(161-0092) | https://www.zoellerpumps.com/en-us/products/sump-effluent-pumps/commercial/160-series | EA | 1758 |  | 53514330309 | 90 | LB | 21.25 | 11.75 | 14.75 | 12 Months | YES
261-0062 | BN161 2F/50'Cd/115V/1Ph/Pb50'/CSA/(161-0075) | BN161 2F/50'Cd/115V/1Ph/Pb50'/CSA/(161-0075) | https://www.zoellerpumps.com/en-us/products/sump-effluent-pumps/commercial/160-series | EA | 1790 |  | 53514330767 | 89 | LB | 21.25 | 11.75 | 14.75 | 12 Months | YES
261-0063 | DX161 2F/230V/1Ph/EX Pr/(161-0072) | DX161 2F/230V/1Ph/EX Pr/FM/CSA/(161-0072) | https://www.zoellerpumps.com/en-us/products/sump-effluent-pumps/commercial/160-series | EA | 4390 |  | 53514331016 | 122 | LB | 32 | 12 | 15 | 12 Months | NO
261-0064 | F161 2F/50'Cd/230V/3Ph/cCSAus/(161-0101) | F161 2F/50'Cd/230V/3Ph/cCSAus/UL/(161-0101) | https://www.zoellerpumps.com/en-us/products/sump-effluent-pumps/commercial/160-series | EA | 1803 |  | 53514331351 | 88 | LB | 21.25 | 11.75 | 14.75 | 12 Months | YES
261-0065 | GX161 2F/35'Cd/460V/3Ph/Ex Pr/(161-0063) | GX161 2F/35'Cd/460V/3Ph/Ex Pr/FM/CSA/(161-0063) | https://www.zoellerpumps.com/en-us/products/sump-effluent-pumps/commercial/160-series | EA | 3292 |  | 53514351342 | 125 | LB | 0 | 0 | 0 | 12 Months | NO
261-0066 | IX161 2F/25'Cd/200-208V/1Ph/Ex Pr/(161-0088) | IX161 2F/25'Cd/200-208V/1Ph/Ex Pr/FM/CSA/(161-0088) | https://www.zoellerpumps.com/en-us/products/sump-effluent-pumps/commercial/160-series | EA | 3207 |  | 53514359751 | 121 | LB | 32 | 12 | 15 | 12 Months | NO
261-0067 | BN161 2F/35'Cd/115V/1Ph/Pb35'/CSA | BN161 2F/35'Cd/115V/1Ph/Pb35'/CSA | https://www.zoellerpumps.com/en-us/products/sump-effluent-pumps/commercial/160-series | EA | 1755 |  | 53514365035 | 87 | LB | 21.25 | 11.75 | 14.75 | 12 Months | YES
261-0071 | NX161 2F/35'Cd/115V/1Ph/Ex Pr/(161-0053) |  |  | EA | 3199 |  | 53514492489 | 120 | LB | 32 | 12 | 15 | 12 Months | NO
261-0074 | JX161 2F/50'Cd/200-208V/3Ph/Ex Pr/(161-0074) | JX161 2F/50'Cd/200-208V/3Ph/Ex Pr/FM/CSA/(161-0074) | https://www.zoellerpumps.com/en-us/products/sump-effluent-pumps/commercial/160-series | EA | 3354 |  | 53514381998 | 119 | LB | 32 | 12 | 15 | 12 Months | NO
261-0101 | IX161 2F/50'Cd/200-208V/1Ph/Ex Pr/(161-0077) | IX161 2F/50'Cd/200-208V/1Ph/Ex Pr/FM/CSA/(161-0077) | https://www.zoellerpumps.com/en-us/products/sump-effluent-pumps/commercial/160-series | EA | 3252 |  | 53514329266 | 122 | LB | 32 | 12 | 15 | 12 Months | NO
263-0001 | M163 2F/115V/1Ph/cCSAus/(163-0001) | M163 2F/115V/1Ph/cCSAus/UL/(163-0001) | https://www.zoellerpumps.com/en-us/products/sump-effluent-pumps/commercial/160-series | EA | 1605 |  | 53514017422 | 86 | LB | 21.25 | 11.75 | 14.75 | 12 Months | YES
263-0002 | N163 2F/115V/1Ph/CSA/(163-0002) | N163 2F/115V/1Ph/CSA/(163-0002) | https://www.zoellerpumps.com/en-us/products/sump-effluent-pumps/commercial/160-series | EA | 1455 |  | 53514017439 | 85 | LB | 21.25 | 11.75 | 14.75 | 12 Months | YES
263-0003 | D163 2F/230V/1Ph/cCSAus/(163-0003) | D163 2F/230V/1Ph/cCSAus/UL/(163-0003) | https://www.zoellerpumps.com/en-us/products/sump-effluent-pumps/commercial/160-series | EA | 1684 |  | 53514017446 | 86 | LB | 21.25 | 11.75 | 14.75 | 36 Months | YES
263-0004 | E163 2F/230V/1Ph/cCSAus/(163-0004) | E163 2F/230V/1Ph/cCSAus/UL/(163-0004) | https://www.zoellerpumps.com/en-us/products/sump-effluent-pumps/commercial/160-series | EA | 1533 |  | 53514017453 | 85 | LB | 21.25 | 11.75 | 14.75 | 12 Months | YES
263-0005 | N163 2F/25'Cd/115V/1Ph/CSA/(163-0021) | N163 2F/25'Cd/115V/1Ph/CSA/(163-0021) | https://www.zoellerpumps.com/en-us/products/sump-effluent-pumps/commercial/160-series | EA | 1560 |  | 53514017460 | 87 | LB | 21.25 | 11.75 | 14.75 | 12 Months | YES
263-0007 | M163 2F/50'Cd/115V/1Ph/cCSAus/(163-0029) | M163 2F/50'Cd/115V/1Ph/cCSAus/UL/(163-0029) | https://www.zoellerpumps.com/en-us/products/sump-effluent-pumps/commercial/160-series | EA | 1755 |  | 53514026455 | 95 | LB | 21.25 | 11.75 | 14.75 | 12 Months | YES
263-0008 | N163 2F/50'Cd/115V/1Ph/CSA/(163-0015) | N163 2F/50'Cd/115V/1Ph/CSA/(163-0015) | https://www.zoellerpumps.com/en-us/products/sump-effluent-pumps/commercial/160-series | EA | 1605 |  | 53514026905 | 94 | LB | 21.25 | 11.75 | 14.75 | 12 Months | YES
263-0009 | M163 2F/25'Cd/115V/1Ph/cCSAus/(163-0030) | M163 2F/25'Cd/115V/1Ph/cCSAus/UL/(163-0030) | https://www.zoellerpumps.com/en-us/products/sump-effluent-pumps/commercial/160-series | EA | 1710 |  | 53514028244 | 87 | LB | 21.25 | 11.75 | 14.75 | 12 Months | YES
263-0010 | D163 2F/25'Cd/230V/1Ph/cCSAus/(163-0025) | D163 2F/25'Cd/230V/1Ph/cCSAus/(163-0025) | https://www.zoellerpumps.com/en-us/products/sump-effluent-pumps/commercial/160-series | EA | 1789 |  | 53514037024 | 88 | LB | 21.25 | 11.75 | 14.75 | 36 Months | YES
263-0011 | G163 2F/460V/3Ph/cCSAus/(163-0031) | G163 2F/460V/3Ph/cCSAus/UL/(163-0031) | https://www.zoellerpumps.com/en-us/products/sump-effluent-pumps/commercial/160-series | EA | 1653 |  | 53514038038 | 85 | LB | 21.25 | 11.75 | 14.75 | 12 Months | YES
263-0012 | H163 2F/200-208V/1Ph/cCSAus/(163-0007) | H163 2F/200-208V/1Ph/cCSAus/(163-0007) | https://www.zoellerpumps.com/en-us/products/sump-effluent-pumps/commercial/160-series | EA | 1729 |  | 53514038144 | 86 | LB | 21.25 | 11.75 | 14.75 | 12 Months | YES
263-0013 | I163 2F/200-208V/1Ph/cCSAus/(163-0010) | I163 2F/200-208V/1Ph/cCSAus/(163-0010) | https://www.zoellerpumps.com/en-us/products/sump-effluent-pumps/commercial/160-series | EA | 1578 |  | 53514041243 | 85 | LB | 21.25 | 11.75 | 14.75 | 12 Months | YES
263-0014 | BN163 2F/115V/1Ph/Pb20'/CSA/(163-0002) | BN163 2F/115V/1Ph/Pb20'/CSA/(163-0002) | https://www.zoellerpumps.com/en-us/products/sump-effluent-pumps/commercial/160-series | EA | 1640 |  | 53514041748 | 85 | LB | 21.25 | 11.75 | 14.75 | 12 Months | YES
263-0015 | J163 2F/200-208V/3Ph/cCSAus/(163-0008) | J163 2F/200-208V/3Ph/cCSAus/UL/(163-0008) | https://www.zoellerpumps.com/en-us/products/sump-effluent-pumps/commercial/160-series | EA | 1653 |  | 53514042226 | 85 | LB | 21.25 | 11.75 | 14.75 | 12 Months | YES
263-0016 | BE163 2F/230V/1Ph/Pb20'/cCSAus/(163-0004) | BE163 2F/230V/1Ph/Pb20'/cCSAus/UL/(163-0004) | https://www.zoellerpumps.com/en-us/products/sump-effluent-pumps/commercial/160-series | EA | 1574 |  | 53514043094 | 85 | LB | 21.25 | 11.75 | 14.75 | 12 Months | YES
263-0017 | M163 2F/35'Cd/115V/1Ph/cCSAus/(163-0016) | M163 2F/35'Cd/115V/1Ph/cCSAus/UL/(163-0016) | https://www.zoellerpumps.com/en-us/products/sump-effluent-pumps/commercial/160-series | EA | 1720 |  | 53514061166 | 87 | LB | 21.25 | 11.75 | 14.75 | 12 Months | YES
263-0018 | F163 2F/230V/3Ph/cCSAus/(163-0009) | F163 2F/230V/3Ph/cCSAus/UL/(163-0009) | https://www.zoellerpumps.com/en-us/products/sump-effluent-pumps/commercial/160-series | EA | 1653 |  | 53514070403 | 84 | LB | 21.25 | 11.75 | 14.75 | 12 Months | YES
263-0020 | G163 2F/50'Cd/460V/3Ph/cCSAus/(163-0032) | G163 2F/50'Cd/460V/3Ph/cCSAus/UL/(163-0032) | https://www.zoellerpumps.com/en-us/products/sump-effluent-pumps/commercial/160-series | EA | 1743 |  | 53514073824 | 90 | LB | 21.25 | 11.75 | 14.75 | 12 Months | YES
263-0022 | GX163 2F/25'Cd/460V/3Ph/Ex Pr/(163-0057) | GX163 2F/25'Cd/460V/3Ph/Ex Pr/FM/CSA/(163-0057) | https://www.zoellerpumps.com/en-us/products/sump-effluent-pumps/commercial/160-series | EA | 3177 |  | 53514133634 | 120 | LB | 32 | 12 | 15 | 12 Months | NO
263-0023 | NX163 2F/115V/1Ph/Ex Pr/(163-0049) | NX163 2F/115V/1Ph/Ex Pr/FM/CSA/(163-0049) | https://www.zoellerpumps.com/en-us/products/sump-effluent-pumps/commercial/160-series | EA | 2996 |  | 53514138653 | 118 | LB | 32 | 12 | 15 | 12 Months | NO
263-0024 | E163 2F/35'Cd/230V/1Ph/cCSAus/(163-0043) | E163 2F/35'Cd/230V/1Ph/cCSAus/UL/(163-0043) | https://www.zoellerpumps.com/en-us/products/sump-effluent-pumps/commercial/160-series | EA | 1648 |  | 53514146740 | 84 | LB | 21.25 | 11.75 | 14.75 | 12 Months | YES
263-0025 | JX163 2F/200-208V/3Ph/Ex Pr/(163-0051) | JX163 2F/200-208V/3Ph/Ex Pr/FM/CSA/(163-0051) | https://www.zoellerpumps.com/en-us/products/sump-effluent-pumps/commercial/160-series | EA | 3177 |  | 53514154127 | 116 | LB | 32 | 12 | 15 | 12 Months | NO
263-0026 | D163 2F/35'Cd/230V/1Ph/cCSAus/(163-0037) | D163 2F/35'Cd/230V/1Ph/cCSAus/UL/(163-0037) | https://www.zoellerpumps.com/en-us/products/sump-effluent-pumps/commercial/160-series | EA | 1799 |  | 53514158750 | 89 | LB | 21.25 | 11.75 | 14.75 | 36 Months | YES
263-0027 | J163 2F/25'Cd/200-208V/3Ph/cCSAus/(163-0064) | J163 2F/25'Cd/200-208V/3Ph/cCSAus/UL/(163-0064) | https://www.zoellerpumps.com/en-us/products/sump-effluent-pumps/commercial/160-series | EA | 1758 |  | 53514166694 | 85 | LB | 21.25 | 11.75 | 14.75 | 12 Months | YES
263-0028 | JX163 2F/25'Cd/200-208V/Ex Pr/(163-0065) | JX163 2F/25'Cd/200-208V/Ex Pr/FM/CSA/(163-0065) | https://www.zoellerpumps.com/en-us/products/sump-effluent-pumps/commercial/160-series | EA | 3282 |  | 53514166717 | 118 | LB | 32 | 12 | 15 | 12 Months | NO
263-0029 | H163 2F/25'Cd/200-208V/1Ph/cCSAus/(163-0067) | H163 2F/25'Cd/200-208V/1Ph/cCSAus/(163-0067) | https://www.zoellerpumps.com/en-us/products/sump-effluent-pumps/commercial/160-series | EA | 1834 |  | 53514170974 | 84 | LB | 21.25 | 11.75 | 14.75 | 12 Months | YES
263-0030 | GX163 2F/460V/3Ph/Ex Pr/(163-0053) | GX163 2F/460V/3Ph/Ex Pr/FM/CSA/(163-0053) | https://www.zoellerpumps.com/en-us/products/sump-effluent-pumps/commercial/160-series | EA | 3177 |  | 53514174415 | 118 | LB |  |  |  | 12 Months | NO
263-0031 | IX163 2F/200-208V/1Ph/Ex Pr/(163-0054) | IX163 2F/200-208V/1Ph/Ex Pr/FM/CSA/(163-0054) | https://www.zoellerpumps.com/en-us/products/sump-effluent-pumps/commercial/160-series | EA | 3102 |  | 53514199388 | 118 | LB | 32 | 12 | 15 | 12 Months | NO
263-0032 | FX163 2F/230V/3Ph/Ex Pr/(163-0052) | FX163 2F/230V/3Ph/Ex Pr/FM/CSA/(163-0052) | https://www.zoellerpumps.com/en-us/products/sump-effluent-pumps/commercial/160-series | EA | 3177 |  | 53514199821 | 118 | LB |  |  |  | 12 Months | NO
263-0033 | I163 2F/25'Cd/200-208V/1Ph/cCSAus/(163-0072) | I163 2F/25'Cd/200-208V/1Ph/cCSAus/(163-0072) | https://www.zoellerpumps.com/en-us/products/sump-effluent-pumps/commercial/160-series | EA | 1683 |  | 53514202422 | 87 | LB |  |  |  | 12 Months | YES
263-0034 | I163 2F/35'Cd/200-208V/1Ph/cCSAus/(163-0039) | I163 2F/35'Cd/200-208V/1Ph/cCSAus/(163-0039) | https://www.zoellerpumps.com/en-us/products/sump-effluent-pumps/commercial/160-series | EA | 1693 |  | 53514202996 | 88 | LB |  |  |  | 12 Months | YES
263-0035 | G163 2F/35'Cd/460V/3Ph/cCSAus/(163-0074) | G163 2F/35'Cd/460V/3Ph/cCSAus/UL/(163-0074) | https://www.zoellerpumps.com/en-us/products/sump-effluent-pumps/commercial/160-series | EA | 1768 |  | 53514205270 | 85 | LB |  |  |  | 12 Months | YES
263-0036 | J163 2F/50'Cord/200-208V/3Ph/cCSAus/(163-0069) | J163 2F/50'Cord/200-208V/3Ph/cCSAus/UL/(163-0069) | https://www.zoellerpumps.com/en-us/products/sump-effluent-pumps/commercial/160-series | EA | 1803 |  | 53514228613 | 85 | LB | 21.25 | 11.75 | 14.75 | 12 Months | YES
263-0038 | MX163 2F/50'Cd/115V/1Ph/Ex Pr/(163-0085) | MX163 2F/50'Cd/115V/1Ph/Ex Pr/FM/CSA/(163-0085) | https://www.zoellerpumps.com/en-us/products/sump-effluent-pumps/commercial/160-series | EA | 4549 |  | 53514314330 | 115 | LB | 32 | 12 | 15 | 12 Months | NO
263-0039 | EX163 2F/230V/1Ph/Ex Pr/(163-0050) | EX163 2F/230V/1Ph/Ex Pr/FM/CSA/(163-0050) | https://www.zoellerpumps.com/en-us/products/sump-effluent-pumps/commercial/160-series | EA | 3057 |  | 53514320720 | 120 | LB | 32 | 12 | 15 | 12 Months | NO
263-0040 | JX163 2F/50'Cd/200-208V/Ex Pr/(163-0066) | JX163 2F/50'Cd/200-208V/Ex Pr/FM/CSA/(163-0066) | https://www.zoellerpumps.com/en-us/products/sump-effluent-pumps/commercial/160-series | EA | 3327 |  | 53514330255 | 120 | LB | 32 | 12 | 15 | 12 Months | NO
263-0041 | J163 2F/35'Cd/200-208V/3Ph/cCSAus/(163-0078) | J163 2F/35'Cd/200-208V/3Ph/cCSAus/UL/(163-0078) | https://www.zoellerpumps.com/en-us/products/sump-effluent-pumps/commercial/160-series | EA | 1768 |  | 53514339173 | 86 | LB | 21.25 | 11.75 | 14.75 | 12 Months | YES
263-0042 | GX163 2F/50'Cd/460V/3Ph/Ex Pr/(163-0096) | GX163 2F/50'Cd/460V/3Ph/Ex Pr/FM/CSA/(163-0096) | https://www.zoellerpumps.com/en-us/products/sump-effluent-pumps/commercial/160-series | EA | 3327 |  | 53514357177 | 120 | LB | 32 | 12 | 15 | 12 Months | NO
263-0043 | E163 50'Cd/2F/230V/1Ph/cCSAus/(163-0035) | E163 50'Cd/2F/230V/1Ph/cCSAus/UL/(163-0035) | https://www.zoellerpumps.com/en-us/products/sump-effluent-pumps/commercial/160-series | EA | 1683 |  | 53514358372 | 88 | LB | 21.25 | 11.75 | 14.75 | 12 Months | YES
263-0044 | NX163 2F/50'Cd/115V/1Ph/Ex Pr/(163-0062) | NX163 2F/50'Cd/115V/1Ph/Ex Pr/FM/CSA/(163-0062) | https://www.zoellerpumps.com/en-us/products/sump-effluent-pumps/commercial/160-series | EA | 3146 |  | 53514360030 | 118 | LB | 32 | 12 | 15 | 12 Months | NO
263-0045 | IX163 2F/50'Cd/200-208V/1Ph/Ex Pr/(163-0073) | IX163 2F/50'Cd/200-208V/1Ph/Ex Pr/FM/CSA/(163-0073) | https://www.zoellerpumps.com/en-us/products/sump-effluent-pumps/commercial/160-series | EA | 3327 |  | 53514360078 | 118 | LB | 32 | 12 | 15 | 12 Months | NO
263-0046 | I163 2F/50'Cd/200-208V/1Ph/cCSAus/(163-0048) | I163 2F/50'Cd/200-208V/1Ph/cCSAus/(163-0048) | https://www.zoellerpumps.com/en-us/products/sump-effluent-pumps/commercial/160-series | EA | 1728 |  | 53514361358 | 88 | LB | 0 | 0 | 0 | 12 Months | YES
263-0047 | MX163 2F/115V/1Ph/Ex Pr/(163-0075) | MX163 2F/115V/1Ph/Ex Pr/FM/CSA/(163-0075) | https://www.zoellerpumps.com/en-us/products/sump-effluent-pumps/commercial/160-series | EA | 4399 |  | 53514366599 | 115 | LB | 32 | 12 | 15 | 12 Months | NO
263-0048 | IX163 2F/35'Cd/200-208V/1Ph/Ex Pr/(163-0098) | IX163 2F/35'Cd/200-208V/1Ph/Ex Pr/FM/CSA/(163-0098) | https://www.zoellerpumps.com/en-us/products/sump-effluent-pumps/commercial/160-series | EA | 3217 |  | 53514367152 | 118 | LB | 32 | 12 | 15 | 12 Months | NO
263-0049 | HX163 2F/200-208V/1Ph/Ex Pr/(163-0077) | HX163 2F/200-208V/1Ph/Ex Pr/FM/CSA/(163-0077) | https://www.zoellerpumps.com/en-us/products/sump-effluent-pumps/commercial/160-series | EA | 4444 |  | 53514376000 | 123 | LB | 32 | 12 | 15 | 12 Months | NO
263-0050 | MX163 2F/35'Cd/115V/1Ph/Ex Pr/(163-0097) | MX163 2F/35'Cd/115V/1Ph/Ex Pr/FM/CSA/(163-0097) | https://www.zoellerpumps.com/en-us/products/sump-effluent-pumps/commercial/160-series | EA | 4514 |  | 53514377502 | 115 | LB | 32 | 12 | 15 | 12 Months | NO
264-0001 | M264 115V/1Ph/cCSAus | M264 115V/1Ph/cCSAus/UL | https://www.zoellerpumps.com/en-us/products/sewage-pumps/residential/model-264 | EA | 560 | 420 | 53514071684 | 35.5 | LB | 16.25 | 11 | 13.5 | 36 Months | YES
264-0002 | N264 115V/1Ph/cCSAus | N264 115V/1Ph/cCSAus/UL | https://www.zoellerpumps.com/en-us/products/sewage-pumps/residential/model-264 | EA | 514 | 385.5 | 53514071691 | 34.5 | LB | 16.25 | 11 | 13.5 | 36 Months | YES
264-0003 | D264 230V/1Ph/cCSAus | D264 230V/1Ph/cCSAus/UL | https://www.zoellerpumps.com/en-us/products/sewage-pumps/residential/model-264 | EA | 702 | 526.5 | 53514071707 | 35.5 | LB | 16.25 | 11 | 13.5 | 36 Months | YES
264-0004 | E264 230V/1Ph/cCSAus | E264 230V/1Ph/cCSAus/UL | https://www.zoellerpumps.com/en-us/products/sewage-pumps/residential/model-264 | EA | 643 | 482.25 | 53514071714 | 34.5 | LB | 16.25 | 11 | 13.5 | 36 Months | YES
264-0005 | BN264 115V/1Ph/15'Pb/cCSAus | BN264 115V/1Ph/15'Pb/cCSAus/UL | https://www.zoellerpumps.com/en-us/products/sewage-pumps/residential/model-264 | EA | 566 | 424.5 | 53514071738 | 38.5 | LB | 16.25 | 11 | 13.5 | 36 Months | YES
264-0006 | BE264 230V/1Ph/15'Pb/cCSAus | BE264 230V/1Ph/15'Pb/cCSAus/UL | https://www.zoellerpumps.com/en-us/products/sewage-pumps/residential/model-264 | EA | 688 | 516 | 53514071745 | 39.5 | LB | 16.25 | 11 | 13.5 | 36 Months | YES
264-0007 | M264 25'Cd/115V/1Ph/cCSAus | M264 25'Cd/115V/1Ph/cCSAus/UL | https://www.zoellerpumps.com/en-us/products/sewage-pumps/residential/model-264 | EA | 620 | 465 | 53514075262 | 36.5 | LB | 16.25 | 11 | 13.5 | 36 Months | YES
264-0010 | N264 25'Cd/115V/1Ph/cCSAus | N264 25'Cd/115V/1Ph/cCSAus/UL | https://www.zoellerpumps.com/en-us/products/sewage-pumps/residential/model-264 | EA | 574 | 430.5 | 53514079277 | 38.5 | LB | 16.25 | 11 | 13.5 | 36 Months | YES
264-0017 | N264 35'Cd/115V/1Ph/cCSAus | N264 35'Cd/115V/1Ph/cCSAus/UL | https://www.zoellerpumps.com/en-us/products/sewage-pumps/residential/model-264 | EA | 594 | 445.5 | 53514088620 | 39.5 | LB | 16.25 | 11 | 13.5 | 36 Months | YES
264-0021 | E264 25'Cd/230V/1Ph/cCSAus | E264 25'Cd/230V/1Ph/cCSAus/UL | https://www.zoellerpumps.com/en-us/products/sewage-pumps/residential/model-264 | EA | 703 | 527.25 | 53514093266 | 39.5 | LB | 16.25 | 11 | 13.5 | 36 Months | YES
264-0024 | D264 25'Cd/230V/1Ph/cCSAus | D264 25'Cd/230V/1Ph/cCSAus/UL | https://www.zoellerpumps.com/en-us/products/sewage-pumps/residential/model-264 | EA | 762 | 571.5 | 53514104405 | 36.5 | LB | 16.25 | 11 | 13.5 | 36 Months | YES
264-0025 | M264 35'Cd/115V/1Ph/cCSAus | M264 35'Cd/115V/1Ph/cCSAus/UL | https://www.zoellerpumps.com/en-us/products/sewage-pumps/residential/model-264 | EA | 640 | 480 | 53514104689 | 38.5 | LB | 16.25 | 11 | 13.5 | 36 Months | YES
264-0026 | M264 50'Cd/115V/1Ph/cCSAus | M264 50'Cd/115V/1Ph/cCSAus/UL | https://www.zoellerpumps.com/en-us/products/sewage-pumps/residential/model-264 | EA | 670 | 502.5 | 53514106805 | 41.5 | LB | 16.25 | 11 | 13.5 | 36 Months | YES
264-0028 | E264 50'Cd/230V/1Ph/cCSAus | E264 50'Cd/230V/1Ph/cCSAus/UL | https://www.zoellerpumps.com/en-us/products/sewage-pumps/residential/model-264 | EA | 753 | 564.75 | 53514121488 | 41.5 | LB | 16.25 | 11 | 13.5 | 36 Months | YES
264-0030 | E264 35'Cd/230V/1Ph/cCSAus | E264 35'Cd/230V/1Ph/cCSAus/UL | https://www.zoellerpumps.com/en-us/products/sewage-pumps/residential/model-264 | EA | 723 | 542.25 | 53514212247 | 41 | LB | 16.25 | 11 | 13.5 | 36 Months | YES
264-0037 | D264 50'Cd/230V/1Ph/cCSAus | D264 50'Cd/230V/1Ph/cCSAus/UL | https://www.zoellerpumps.com/en-us/products/sewage-pumps/residential/model-264 | EA | 812 | 609 | 53514366384 | 35.5 | LB | 16.25 | 11 | 13.5 | 36 Months | YES
265-0003 | D165 2F/230V/1Ph/cCSAus/(165-0003) | D165 2F/230V/1Ph/cCSAus/UL/(165-0003) | https://www.zoellerpumps.com/en-us/products/sump-effluent-pumps/commercial/160-series | EA | 1867 |  | 53514017484 | 86 | LB | 21.25 | 11.75 | 14.75 | 36 Months | YES
265-0004 | E165 2F/230V/1Ph/cCSAus/(165-0004) | E165 2F/230V/1Ph/cCSAus/UL/(165-0004) | https://www.zoellerpumps.com/en-us/products/sump-effluent-pumps/commercial/160-series | EA | 1709 |  | 53514017491 | 85 | LB | 21.25 | 11.75 | 14.75 | 12 Months | YES
265-0005 | J165 2F/200-208V/3Ph/cCSAus/(165-0009) | J165 2F/200-208V/3Ph/cCSAus/UL/(165-0009) | https://www.zoellerpumps.com/en-us/products/sump-effluent-pumps/commercial/160-series | EA | 1829 |  | 53514017507 | 85 | LB | 21.25 | 11.75 | 14.75 | 12 Months | YES
265-0006 | I165 2F/200-208V/1Ph/cCSAus/(165-0020) | I165 2F/200-208V/1Ph/cCSAus/(165-0020) | https://www.zoellerpumps.com/en-us/products/sump-effluent-pumps/commercial/160-series | EA | 1754 |  | 53514017514 | 85 | LB | 21.25 | 11.75 | 14.75 | 12 Months | YES
265-0007 | G165 2F/460V/3Ph/cCSAus/(165-0008) | G165 2F/460V/3Ph/cCSAus/UL/(165-0008) | https://www.zoellerpumps.com/en-us/products/sump-effluent-pumps/commercial/160-series | EA | 1829 |  | 53514017521 | 85 | LB | 21.25 | 11.75 | 14.75 | 12 Months | YES
265-0009 | F165 2F/230V/3Ph/cCSAus/(165-0015) | F165 2F/230V/3Ph/cCSAus/UL/(165-0015) | https://www.zoellerpumps.com/en-us/products/sump-effluent-pumps/commercial/160-series | EA | 1829 |  | 53514017545 | 85 | LB | 21.25 | 11.75 | 14.75 | 12 Months | YES
265-0010 | D165 2F/230V/1Ph/ED/(165-0025) | D165 2F/230V/1Ph/ED/(165-0025) | https://www.zoellerpumps.com/en-us/products/sump-effluent-pumps/commercial/160-series | EA | 1912 |  | 53514017552 | 86 | LB | 21.25 | 11.75 | 14.75 | 36 Months | YES
265-0011 | E165 2F/25'Cd/230V/1Ph/cCSAus/(165-0026) | E165 2F/25'Cd/230V/1Ph/cCSAus/UL/(165-0026) | https://www.zoellerpumps.com/en-us/products/sump-effluent-pumps/commercial/160-series | EA | 1814 |  | 53514029128 | 87 | LB | 21.25 | 11.75 | 14.75 | 12 Months | YES
265-0012 | BA165 2F/575V/3Ph/cCSAus/(165-0027) | BA165 2F/575V/3Ph/cCSAus/(165-0027) | https://www.zoellerpumps.com/en-us/products/sump-effluent-pumps/commercial/160-series | EA | 1879 |  | 53514030643 | 85 | LB | 21.25 | 11.75 | 14.75 | 12 Months | YES
265-0013 | G165 2F/35'Cd/460V/3Ph/cCSAus/(165-0023) | G165 2F/35'Cd/460V/3Ph/cCSAus/UL/(165-0023) | https://www.zoellerpumps.com/en-us/products/sump-effluent-pumps/commercial/160-series | EA | 1944 |  | 53514037079 | 90 | LB | 21.25 | 11.75 | 14.75 | 12 Months | YES
265-0014 | H165 2F/200-208V/1Ph/cCSAus/(165-0012) | H165 2F/200-208V/1Ph/cCSAus/(165-0012) | https://www.zoellerpumps.com/en-us/products/sump-effluent-pumps/commercial/160-series | EA | 1912 |  | 53514037192 | 86 | LB | 21.25 | 11.75 | 14.75 | 12 Months | YES
265-0015 | D165 2F/35'Cd/230V/1Ph/cCSAus/(165-0029) | D165 2F/35'Cd/230V/1Ph/cCSAus/UL/(165-0029) | https://www.zoellerpumps.com/en-us/products/sump-effluent-pumps/commercial/160-series | EA | 1982 |  | 53514039554 | 91 | LB | 21.25 | 11.75 | 14.75 | 36 Months | YES
265-0016 | BE165 2F/230V/1Ph/Pb/cCSAus/(165-0004) | BE165 2F/230V/1Ph/Pb/cCSAus/UL/(165-0004) | https://www.zoellerpumps.com/en-us/products/sump-effluent-pumps/commercial/160-series | EA | 1745 |  | 53514044282 | 83 | LB | 21.25 | 11.75 | 14.75 | 12 Months | YES
265-0017 | G165 2F/50'Cd/460V/3Ph/cCSAus/(165-0031) | G165 2F/50'Cd/460V/3Ph/cCSAus/UL/(165-0031) | https://www.zoellerpumps.com/en-us/products/sump-effluent-pumps/commercial/160-series | EA | 1979 |  | 53514045807 | 92 | LB | 21.25 | 11.75 | 14.75 | 12 Months | YES
265-0018 | F165 2F/35'/230V/3Ph/cCSAus/(165-0033) | F165 2F/35'/230V/3Ph/cCSAus/UL/(165-0033) | https://www.zoellerpumps.com/en-us/products/sump-effluent-pumps/commercial/160-series | EA | 1944 |  | 53514053994 | 90 | LB | 21.25 | 11.75 | 14.75 | 12 Months | YES
265-0019 | E165 2F/50'Cd/230V/1Ph/cCSAus/(165-0014) | E165 2F/50'Cd/230V/1Ph/UL/cCSAus/(165-0014) | https://www.zoellerpumps.com/en-us/products/sump-effluent-pumps/commercial/160-series | EA | 1859 |  | 53514062569 | 90 | LB | 21.25 | 11.75 | 14.75 | 12 Months | YES
265-0022 | E165 2F/35'Cd/230V/1Ph/cCSAus/(165-0013) | E165 2F/35'Cd/230V/1Ph/cCSAus/UL/(165-0013) | https://www.zoellerpumps.com/en-us/products/sump-effluent-pumps/commercial/160-series | EA | 1824 |  | 53514086299 | 87 | LB | 21.25 | 11.75 | 14.75 | 12 Months | YES
265-0024 | H165 2F/50'Cd/200-208V/1Ph/cCSAus/(165-0045) | H165 2F/50'Cd/200-208V/1Ph/cCSAus/(165-0045) | https://www.zoellerpumps.com/en-us/products/sump-effluent-pumps/commercial/160-series | EA | 2062 |  | 53514109592 | 90 | LB | 21.25 | 11.75 | 14.75 | 12 Months | YES
265-0026 | EX165 2F/230V/1Ph/Ex Pr/(165-0039) | EX165 2F/230V/1Ph/Ex Pr/FM/CSA/(165-0039) | https://www.zoellerpumps.com/en-us/products/sump-effluent-pumps/commercial/160-series | EA | 3279 |  | 53514137083 | 118 | LB | 32 | 12 | 15 | 12 Months | NO
265-0027 | J165 2F/35'Cd/200-208V/3Ph/cCSAus/(165-0028) | J165 2F/35'Cd/200-208V/3Ph/cCSAus/UL/(165-0028) | https://www.zoellerpumps.com/en-us/products/sump-effluent-pumps/commercial/160-series | EA | 1944 |  | 53514165697 | 87 | LB | 21.25 | 11.75 | 14.75 | 12 Months | YES
265-0030 | GX165 2F/460V/3Ph/Ex Pr/(165-0042) | GX165 2F/460V/3Ph/Ex Pr/FM/CSA/(165-0042) | https://www.zoellerpumps.com/en-us/products/sump-effluent-pumps/commercial/160-series | EA | 3399 |  | 53514184827 | 118 | LB |  |  |  | 12 Months | NO
265-0031 | J165 2F/25'Cd/200-208V/3Ph/cCSAus/(165-0055) | J165 2F/25'Cd/200-208V/3Ph/cCSAus/UL/(165-0055) | https://www.zoellerpumps.com/en-us/products/sump-effluent-pumps/commercial/160-series | EA | 1829 |  | 53514190606 | 88 | LB |  |  |  | 12 Months | YES
265-0032 | I165 2F/25' Cord/200-208V/1Ph/cCSAus/(165-0059) | I165 2F/25' Cord/200-208V/1Ph/cCSAus/(165-0059) | https://www.zoellerpumps.com/en-us/products/sump-effluent-pumps/commercial/160-series | EA | 1859 |  | 53514228170 | 85 | LB | 21.25 | 11.75 | 14.75 | 12 Months | YES
265-0033 | GX165 2F/25'Cd/460V/3Ph/Ex Pr/(165-0060) | GX165 2F/25'Cd/460V/3Ph/Ex Pr/FM/CSA/(165-0060) | https://www.zoellerpumps.com/en-us/products/sump-effluent-pumps/commercial/160-series | EA | 3504 |  | 53514239510 | 118 | LB | 32 | 12 | 15 | 12 Months | NO
265-0034 | J165 2F/50'Cd/200-208V/3Ph/cCSAus/(165-0061) | J165 2F/50'Cd/200-208V/3Ph/cCSAus/UL/(165-0061) | https://www.zoellerpumps.com/en-us/products/sump-effluent-pumps/commercial/160-series | EA | 1979 |  | 53514240301 | 87 | LB | 21.25 | 11.75 | 14.75 | 12 Months | YES
265-0035 | G165 2F/25'Cd/460V/3Ph/cCSAus/(165-0046) | G165 2F/25'Cd/460V/3Ph/cCSAus/UL/(165-0046) | https://www.zoellerpumps.com/en-us/products/sump-effluent-pumps/commercial/160-series | EA | 1934 |  | 53514259457 | 90 | LB | 21.25 | 11.75 | 14.75 | 12 Months | YES
265-0036 | I165 2F/50' Cord/200-208V/1Ph/cCSAus/(165-0064) | I165 2F/50' Cord/200-208V/1Ph/cCSAus/(165-0064) | https://www.zoellerpumps.com/en-us/products/sump-effluent-pumps/commercial/160-series | EA | 1904 |  | 53514263232 | 85 | LB | 21.25 | 11.75 | 14.75 | 12 Months | YES
265-0039 | FX165 2F/35'Cd/230V/3Ph/Ex Pr/(165-0072) | FX165 2F/35'Cd/230V/3Ph/Ex Pr/FM/CSA/(165-0072) | https://www.zoellerpumps.com/en-us/products/sump-effluent-pumps/commercial/160-series | EA | 3514 |  | 53514332457 | 118 | LB | 32 | 12 | 15 | 12 Months | NO
265-0040 | IX165 2F/200V/1Ph/Ex Pr/(165-0044) | IX165 2F/200V/1Ph/Ex Pr/FM/CSA/(165-0044) | https://www.zoellerpumps.com/en-us/products/sump-effluent-pumps/commercial/160-series | EA | 3324 |  | 53514332471 | 117 | LB | 22.62 | 11.75 | 14.75 | 12 Months | NO
265-0041 | D165 2F/50'Cd/230V/1Ph/cCSAus/(165-00056) | D165 2F/50'Cd/230V/1Ph/cCSAus/UL/(165-00056) | https://www.zoellerpumps.com/en-us/products/sump-effluent-pumps/commercial/160-series | EA | 2006 |  | 53514346195 | 94 | LB | 21.25 | 11.75 | 14.75 | 36 Months | YES
265-0043 | D165 2F/25'Cd/230V/1Ph/cCSAus/(165-0075) | D165 2F/25'Cd/230V/1Ph/cCSAus/UL/(165-0075) | https://www.zoellerpumps.com/en-us/products/sump-effluent-pumps/commercial/160-series | EA | 1972 |  | 53514362614 | 86 | LB | 21.25 | 11.75 | 14.75 | 36 Months | YES
265-0044 | HX165 2F/200V/1Ph/Ex Pr/(165-0058) | HX165 2F/200V/1Ph/Ex Pr/FM/CSA/(165-0058) | https://www.zoellerpumps.com/en-us/products/sump-effluent-pumps/commercial/160-series | EA | 4525 |  | 53514366674 | 118 | LB | 32 | 12 | 15 | 12 Months | NO
266-0001 | M266 115V/1Ph/cCSAus | M266 115V/1Ph/cCSAus/UL | https://www.zoellerpumps.com/en-us/products/sewage-pumps/residential/260-series | EA | 652 |  | 53514017569 | 41 | LB | 16.25 | 11 | 13.5 | 36 Months | YES
266-0002 | N266 115V/1Ph/cCSAus | N266 115V/1Ph/cCSAus/UL | https://www.zoellerpumps.com/en-us/products/sewage-pumps/residential/260-series | EA | 577 |  | 53514017576 | 40 | LB | 16.25 | 11 | 13.5 | 36 Months | YES
266-0003 | D266 230V/1Ph/cCSAus | D266 230V/1Ph/cCSAus/UL | https://www.zoellerpumps.com/en-us/products/sewage-pumps/residential/260-series | EA | 769 |  | 53514017583 | 41 | LB | 16.25 | 11 | 13.5 | 36 Months | YES
266-0004 | E266 230V/1Ph/cCSAus | E266 230V/1Ph/UL/cCSAus | https://www.zoellerpumps.com/en-us/products/sewage-pumps/residential/260-series | EA | 704 |  | 53514017590 | 40 | LB | 16.25 | 11 | 13.5 | 36 Months | YES
266-0005 | BN266 115V/1Ph/Pb15'/cCSAus | BN266 115V/1Ph/Pb15'/cCSAus/UL | https://www.zoellerpumps.com/en-us/products/sewage-pumps/residential/260-series | EA | 623 |  | 53514017606 | 42 | LB | 16.25 | 11 | 13.5 | 36 Months | YES
266-0006 | F266 230V/3Ph/cCSAus | F266 230V/3Ph/UL/cCSAus | https://www.zoellerpumps.com/en-us/products/sewage-pumps/residential/260-series | EA | 824 |  | 53514028367 | 40 | LB | 16.25 | 11 | 13.5 | 12 Months | YES
266-0007 | G266 460V/3Ph/cCSAus | G266 460V/3Ph/cCSAus | https://www.zoellerpumps.com/en-us/products/sewage-pumps/residential/260-series | EA | 824 |  | 53514028374 | 40 | LB | 16.25 | 11 | 13.5 | 36 Months | YES
266-0008 | J266 200-208V/3Ph/cCSAus | J266 200-208V/3Ph/UL/cCSAus | https://www.zoellerpumps.com/en-us/products/sewage-pumps/residential/260-series | EA | 824 |  | 53514028381 | 40 | LB | 16.25 | 11 | 13.5 | 36 Months | YES
266-0009 | H266 200-208V/1Ph/cCSAus | H266 200-208V/1Ph/cCSAus | https://www.zoellerpumps.com/en-us/products/sewage-pumps/residential/260-series | EA | 814 |  | 53514028398 | 41 | LB | 16.25 | 11 | 13.5 | 36 Months | YES
266-0010 | I266 200-208V/1Ph/cCSAus | I266 200-208V/1Ph/cCSAus | https://www.zoellerpumps.com/en-us/products/sewage-pumps/residential/260-series | EA | 749 |  | 53514028404 | 40 | LB | 16.25 | 11 | 13.5 | 12 Months | YES
266-0017 | M266 50'Cd/115V/1Ph/cCSAus | M266 50'Cd/115V/1Ph/cCSAus/UL | https://www.zoellerpumps.com/en-us/products/sewage-pumps/residential/260-series | EA | 762 |  | 53514037048 | 50 | LB | 16.25 | 11 | 13.5 | 36 Months | YES
266-0018 | M266 25'Cd/115V/1Ph/cCSAus | M266 25'Cd/115V/1Ph/cCSAus/UL | https://www.zoellerpumps.com/en-us/products/sewage-pumps/residential/260-series | EA | 712 |  | 53514037260 | 43 | LB | 16.25 | 11 | 13.5 | 36 Months | YES
266-0020 | BE266 230V/1Ph/Pb15'/MFS/cCSAus | BE266 230V/1Ph/Pb15'/MFS/cCSAus/UL | https://www.zoellerpumps.com/en-us/products/sewage-pumps/residential/260-series | EA | 746 |  | 53514041342 | 42 | LB | 16.25 | 11 | 13.5 | 36 Months | YES
266-0022 | N266 25'Cd/115V/1Ph/cCSAus | N266 25'Cd/115V/1Ph/cCSAus/UL | https://www.zoellerpumps.com/en-us/products/sewage-pumps/residential/260-series | EA | 637 |  | 53514059255 | 45 | LB | 16.25 | 11 | 13.5 | 36 Months | YES
266-0023 | N266 115V/1Ph/Ci Imp/cCSAus | N266 115V/1Ph/Ci Imp/cCSAus/UL | https://www.zoellerpumps.com/en-us/products/sewage-pumps/residential/260-series | EA | 617 |  | 53514050245 | 41 | LB | 16.25 | 11 | 13.5 | 36 Months | YES
266-0024 | D266 230V/1Ph/CI Imp/cCSAus | D266 230V/1Ph/CI Imp/cCSAus/UL | https://www.zoellerpumps.com/en-us/products/sewage-pumps/residential/260-series | EA | 809 |  | 53514065591 | 42 | LB | 16.25 | 11 | 13.5 | 36 Months | YES
266-0025 | M266 35'Cd/115V/1Ph/cCSAus | M266 35'Cd/115V/1Ph/cCSAus/UL | https://www.zoellerpumps.com/en-us/products/sewage-pumps/residential/260-series | EA | 732 |  | 53514077365 | 52 | LB | 16.25 | 11 | 13.5 | 36 Months | YES
266-0028 | D266 35'Cd/230V/1Ph/cCSAus | D266 35'Cd/230V/1Ph/cCSAus/UL | https://www.zoellerpumps.com/en-us/products/sewage-pumps/residential/260-series | EA | 849 |  | 53514113551 | 42 | LB | 16.25 | 11 | 13.5 | 36 Months | YES
266-0029 | E266 50'Cd/230V/1Ph/cCSAus | E266 50'Cd/230V/1Ph/UL/cCSAus | https://www.zoellerpumps.com/en-us/products/sewage-pumps/residential/260-series | EA | 814 |  | 53514119492 | 40 | LB | 16.25 | 11 | 13.5 | 36 Months | YES
266-0031 | G266 35'Cd/460V/3Ph/cCSAus | G266 35'Cd/460V/3Ph/cCSAus | https://www.zoellerpumps.com/en-us/products/sewage-pumps/residential/260-series | EA | 904 |  | 53514134068 | 42 | LB | 16.25 | 11 | 13.5 | 36 Months | YES
266-0032 | J266 25'Cd/200-208V/3Ph/cCSAus | J266 25'Cd/200-208V/3Ph/UL/cCSAus | https://www.zoellerpumps.com/en-us/products/sewage-pumps/residential/260-series | EA | 884 |  | 53514135812 | 40 | LB | 16.25 | 11 | 13.5 | 36 Months | YES
266-0033 | M266 15'Cd/115V/1Ph/cCSAus | M266 15'Cd/115V/1Ph/cCSAus/UL | https://www.zoellerpumps.com/en-us/products/sewage-pumps/residential/260-series | EA | 677 |  | 53514144739 | 41 | LB | 16.25 | 11 | 13.5 | 36 Months | YES
266-0034 | N266 50'Cd/115V/1Ph/cCSAus | N266 50'Cd/115V/1Ph/cCSAus/UL | https://www.zoellerpumps.com/en-us/products/sewage-pumps/residential/260-series | EA | 687 |  | 53514145057 | 48 | LB | 16.25 | 11 | 13.5 | 36 Months | YES
266-0035 | N266 35'Cd/115V/1Ph/cCSAus | N266 35'Cd/115V/1Ph/cCSAus/UL | https://www.zoellerpumps.com/en-us/products/sewage-pumps/residential/260-series | EA | 657 |  | 53514146122 | 42 | LB | 16.25 | 11 | 13.5 | 36 Months | YES
266-0037 | F266 25'Cd/230V/3Ph/cCSAus | F266 25'Cd/230V/3Ph/UL/cCSAus | https://www.zoellerpumps.com/en-us/products/sewage-pumps/residential/260-series | EA | 884 |  | 53514176839 | 40 | LB | 16.25 | 11 | 13.5 | 12 Months | YES
266-0038 | D266 25'Cd/230V/1Ph/cCSAus | D266 25'Cd/230V/1Ph/cCSAus/UL | https://www.zoellerpumps.com/en-us/products/sewage-pumps/residential/260-series | EA | 829 |  | 53514177164 | 41 | LB | 16.25 | 11 | 13.5 | 36 Months | YES
266-0039 | F266 35'Cd/230V/3Ph/cCSAus | F266 35'Cd/230V/3Ph/UL/cCSAus | https://www.zoellerpumps.com/en-us/products/sewage-pumps/residential/260-series | EA | 904 |  | 53514178567 | 41 | LB | 16.25 | 11 | 13.5 | 12 Months | YES
266-0040 | J266 50'Cd/200-208V/3Ph/cCSAus | J266 50'Cd/200-208V/3Ph/UL/cCSAus | https://www.zoellerpumps.com/en-us/products/sewage-pumps/residential/260-series | EA | 934 |  | 53514192754 | 43 | LB | 16.25 | 11 | 13.5 | 36 Months | YES
266-0041 | J266 35'Cd/200-208V/3Ph/cCSAus | J266 35'Cd/200-208V/3Ph/UL/cCSAus | https://www.zoellerpumps.com/en-us/products/sewage-pumps/residential/260-series | EA | 904 |  | 53514192761 | 41 | LB | 16.25 | 11 | 13.5 | 36 Months | YES
266-0042 | E266 25'Cd/230V/1Ph/cCSAus | E266 25'Cd/230V/1Ph/UL/cCSAus | https://www.zoellerpumps.com/en-us/products/sewage-pumps/residential/260-series | EA | 764 |  | 53514197988 | 38 | LB | 16.25 | 11 | 13.5 | 36 Months | YES
266-0043 | I266 25'Cd/200-208V/1Ph/cCSAus | I266 25'Cd/200-208V/1Ph/cCSAus | https://www.zoellerpumps.com/en-us/products/sewage-pumps/residential/260-series | EA | 809 |  | 53514211318 | 39.5 | LB | 16.25 | 11 | 13.5 | 12 Months | YES
266-0046 | G266 25'Cd/460V/3Ph/cCSAus | G266 25'Cd/460V/3Ph/cCSAus | https://www.zoellerpumps.com/en-us/products/sewage-pumps/residential/260-series | EA | 884 |  | 53514309848 | 39.5 | LB | 16.25 | 11 | 13.5 | 36 Months | YES
266-0053 | H266 25'Cd/200-208V/1Ph/cCSAus | H266 25'Cd/200-208V/1Ph/cCSAus | https://www.zoellerpumps.com/en-us/products/sewage-pumps/residential/260-series | EA | 874 |  | 53514354138 | 39.5 | LB | 16.25 | 11 | 13.5 | 36 Months | YES
266-0056 | H266 15'Cd/200-208V/1Ph/cCSAus | H266 15'Cd/200-208V/1Ph/cCSAus | https://www.zoellerpumps.com/en-us/products/sewage-pumps/residential/260-series | EA | 839 |  | 53514383855 | 39.5 | LB | 16.25 | 11 | 13.5 | 36 Months | YES
266-0060 | I266 35'Cd/200-208V/1Ph/cCSAus | I266 35'Cd/200-208V/1Ph/cCSAus | https://www.zoellerpumps.com/en-us/products/sewage-pumps/residential/260-series | EA | 829 |  | 53514441562 | 39.5 | LB | 16.25 | 11 | 13.5 | 12 Months | YES
266-0061 | M266 25'Cd/115V/1Ph/cCSAus/CI Impeller | M266 25'Cd/115V/1Ph/cCSAus/CI Impeller | https://www.zoellerpumps.com/en-us/products/sewage-pumps/residential/260-series | EA | 752 |  | 53514449667 | 50 | LB | 16.25 | 11 | 13.5 | 12 Months | YES
267-0001 | M267 115V/1Ph/cCSAus | M267 115V/1Ph/cCSAus/UL | https://www.zoellerpumps.com/en-us/products/sewage-pumps/residential/260-series | EA | 671 | 503.25 | 53514017613 | 47.5 | LB | 16.25 | 11 | 13.5 | 36 Months | YES
267-0002 | N267 115V/1Ph/cCSAus | N267 115V/1Ph/cCSAus/UL | https://www.zoellerpumps.com/en-us/products/sewage-pumps/residential/260-series | EA | 602 | 451.5 | 53514017620 | 45.5 | LB | 16.25 | 11 | 13.5 | 36 Months | YES
267-0003 | D267 230V/1Ph/cCSAus | D267 230V/1Ph/cCSAus/UL | https://www.zoellerpumps.com/en-us/products/sewage-pumps/residential/260-series | EA | 794 | 595.5 | 53514017637 | 47.5 | LB | 16.25 | 11 | 13.5 | 36 Months | YES
267-0004 | E267 230V/1Ph/cCSAus | E267 230V/1Ph/UL/cCSAus | https://www.zoellerpumps.com/en-us/products/sewage-pumps/residential/260-series | EA | 722 | 541.5 | 53514017644 | 45.5 | LB | 16.25 | 11 | 13.5 | 36 Months | YES
267-0006 | M267 25'Cd/115V/1Ph/cCSAus | M267 25'Cd/115V/1Ph/cCSAus/UL | https://www.zoellerpumps.com/en-us/products/sewage-pumps/residential/260-series | EA | 731 | 548.25 | 53514017651 | 49.5 | LB | 16.25 | 11 | 13.5 | 36 Months | YES
267-0008 | M267 15'Cd/115V/1Ph/cCSAus | M267 15'Cd/115V/1Ph/cCSAus/UL | https://www.zoellerpumps.com/en-us/products/sewage-pumps/residential/260-series | EA | 696 | 522 | 53514017675 | 47.5 | LB | 16.25 | 11 | 13.5 | 36 Months | YES
267-0010 | F267 230V/3Ph/cCSAus | F267 230V/3Ph/UL/cCSAus | https://www.zoellerpumps.com/en-us/products/sewage-pumps/residential/260-series | EA | 842 | 631.5 | 53514017682 | 45.5 | LB | 16.25 | 11 | 13.5 | 12 Months | YES
267-0011 | J267 200-208V/3Ph/cCSAus | J267 200-208V/3Ph/UL/cCSAus | https://www.zoellerpumps.com/en-us/products/sewage-pumps/residential/260-series | EA | 842 | 631.5 | 53514017699 | 45.5 | LB | 16.25 | 11 | 13.5 | 36 Months | YES
267-0012 | D267 15'Cd/230V/1Ph/cCSAus | D267 15'Cd/230V/1Ph/cCSAus/UL | https://www.zoellerpumps.com/en-us/products/sewage-pumps/residential/260-series | EA | 819 | 614.25 | 53514017705 | 47.5 | LB | 16.25 | 11 | 13.5 | 36 Months | YES
267-0013 | N267 25'Cd/115V/1Ph/cCSAus | N267 25'Cd/115V/1Ph/cCSAus/UL | https://www.zoellerpumps.com/en-us/products/sewage-pumps/residential/260-series | EA | 662 | 496.5 | 53514017712 | 47.5 | LB | 16.25 | 11 | 13.5 | 36 Months | YES
267-0020 | M267 50'Cd/115V/1Ph/cCSAus | M267 50'Cd/115V/1Ph/cCSAus/UL | https://www.zoellerpumps.com/en-us/products/sewage-pumps/residential/260-series | EA | 781 | 585.75 | 53514017736 | 56.5 | LB | 16.25 | 11 | 13.5 | 36 Months | YES
267-0024 | E267 230V/1Ph/cCSAus/No Plug | E267 230V/1Ph/cCSAus/UL/No Plug | https://www.zoellerpumps.com/en-us/products/sewage-pumps/residential/260-series | EA | 722 | 541.5 | 53514045104 | 45.5 | LB | 16.25 | 11 | 13.5 | 36 Months | YES
267-0027 | N267 35'Cd/115V/1Ph/cCSAus | N267 35'Cd/115V/1Ph/cCSAus/UL | https://www.zoellerpumps.com/en-us/products/sewage-pumps/residential/260-series | EA | 682 | 511.5 | 53514017798 | 50.5 | LB | 16.25 | 11 | 13.5 | 36 Months | YES
267-0029 | M267 35'Cd/115V/1Ph/cCSAus | M267 35'Cd/115V/1Ph/cCSAus/UL | https://www.zoellerpumps.com/en-us/products/sewage-pumps/residential/260-series | EA | 751 | 563.25 | 53514017804 | 52.5 | LB | 16.25 | 11 | 13.5 | 36 Months | YES
267-0030 | M267 115V/1Ph/Extra Duty | M267 115V/1Ph/Extra Duty | https://www.zoellerpumps.com/en-us/products/sewage-pumps/residential/260-series | EA | 721 | 540.75 | 53514017811 | 47.5 | LB | 16.25 | 11 | 13.5 | 36 Months | YES
267-0031 | E267 50'Cd/230V/1Ph/cCSAus | E267 50'Cd/230V/1Ph/UL/cCSAus | https://www.zoellerpumps.com/en-us/products/sewage-pumps/residential/260-series | EA | 832 | 624 | 53514017828 | 54.5 | LB | 16.25 | 11 | 13.5 | 36 Months | YES
267-0032 | BN267 115V/1Ph/Pb15'/cCSAus Pump | BN267 115V/1Ph/Pb15'/UL/cCSAus Pump | https://www.zoellerpumps.com/en-us/products/sewage-pumps/residential/260-series | EA | 655 | 491.25 | 53514017835 | 47.5 | LB | 16.25 | 11 | 13.5 | 36 Months | YES
267-0033 | D267 25'Cd/230V/1Ph/cCSAus | D267 25'Cd/230V/1Ph/cCSAus/UL | https://www.zoellerpumps.com/en-us/products/sewage-pumps/residential/260-series | EA | 854 | 640.5 | 53514017842 | 49.5 | LB | 16.25 | 11 | 13.5 | 36 Months | YES
267-0034 | M267 15'Cd/115V/1Ph/ED | M267 15'Cd/115V/1Ph/ED | https://www.zoellerpumps.com/en-us/products/sewage-pumps/residential/260-series | EA | 746 | 559.5 | 53514017859 | 47.5 | LB | 16.25 | 11 | 13.5 | 36 Months | YES
267-0038 | N267 50'Cd/115V/1Ph/cCSAus | N267 50'Cd/115V/1Ph/cCSAus/UL | https://www.zoellerpumps.com/en-us/products/sewage-pumps/residential/260-series | EA | 712 | 534 | 53514017897 | 54.5 | LB | 16.25 | 11 | 13.5 | 36 Months | YES
267-0039 | E267 25'Cd/230V/1Ph/cCSAus | E267 25'Cd/230V/1Ph/UL/cCSAus | https://www.zoellerpumps.com/en-us/products/sewage-pumps/residential/260-series | EA | 782 | 586.5 | 53514017903 | 47.5 | LB | 16.25 | 11 | 13.5 | 36 Months | YES
267-0041 | G267 460V/3Ph/cCSAus | G267 460V/3Ph/cCSAus | https://www.zoellerpumps.com/en-us/products/sewage-pumps/residential/260-series | EA | 842 | 631.5 | 53514028411 | 45.5 | LB | 16.25 | 11 | 13.5 | 36 Months | YES
267-0042 | H267 200-208V/1Ph/cCSAus | H267 200-208V/1Ph/cCSAus | https://www.zoellerpumps.com/en-us/products/sewage-pumps/residential/260-series | EA | 839 | 629.25 | 53514028428 | 47.5 | LB | 16.25 | 11 | 13.5 | 36 Months | YES
267-0043 | I267 200-208V/1Ph/cCSAus | I267 200-208V/1Ph/cCSAus | https://www.zoellerpumps.com/en-us/products/sewage-pumps/residential/260-series | EA | 767 | 575.25 | 53514028435 | 45.5 | LB | 16.25 | 11 | 13.5 | 36 Months | YES
267-0046 | D267 50'Cd/230V/1Ph/cCSAus | D267 50'Cd/230V/1Ph/cCSAus/UL | https://www.zoellerpumps.com/en-us/products/sewage-pumps/residential/260-series | EA | 904 | 678 | 53514030186 | 56.5 | LB | 16.25 | 11 | 13.5 | 36 Months | YES
267-0049 | E267 230V/1Ph/Extra Duty | E267 230V/1Ph/Extra Duty | https://www.zoellerpumps.com/en-us/products/sewage-pumps/residential/260-series | EA | 772 | 579 | 53514036546 | 45.5 | LB | 16.25 | 11 | 13.5 | 36 Months | YES
267-0050 | M267 115V/1Ph/Ci Imp/cCSAus | M267 115V/1Ph/Ci Imp/cCSAus/UL | https://www.zoellerpumps.com/en-us/products/sewage-pumps/residential/260-series | EA | 711 | 533.25 | 53514040536 | 48.5 | LB | 16.25 | 11 | 13.5 | 36 Months | YES
267-0051 | N267 115V/1Ph/Ci Imp/cCSAus | N267 115V/1Ph/Ci Imp/cCSAus/UL | https://www.zoellerpumps.com/en-us/products/sewage-pumps/residential/260-series | EA | 642 | 481.5 | 53514040543 | 46.5 | LB | 16.25 | 11 | 13.5 | 36 Months | YES
267-0053 | H267 25'Cd/200-208V/1Ph//cCSAus/CI Imp | H267 25'Cd/200-208V/1Ph//cCSAus/CI Imp | https://www.zoellerpumps.com/en-us/products/sewage-pumps/residential/260-series | EA | 899 | 674.25 | 53514040840 | 49.5 | LB | 16.25 | 11 | 13.5 | 36 Months | YES
267-0054 | BE267 230V/1Ph/15'Pb/cCSAus Pump | BE267 230V/1Ph/15'Pb/UL/cCSAus Pump | https://www.zoellerpumps.com/en-us/products/sewage-pumps/residential/260-series | EA | 770 | 577.5 | 53514041359 | 47.5 | LB | 16.25 | 11 | 13.5 | 36 Months | YES
267-0055 | G267 50'Cd/460V/3Ph/cCSAus | G267 50'Cd/460V/3Ph/cCSAus | https://www.zoellerpumps.com/en-us/products/sewage-pumps/residential/260-series | EA | 952 | 714 | 53514041656 | 54.5 | LB | 16.25 | 11 | 13.5 | 36 Months | YES
267-0057 | BN267 115V/1Ph/Pb15'/CI Impeller/cCSAus Pump | BN267 115V/1Ph/Pb15'/CI Impeller/UL/cCSAus Pump | https://www.zoellerpumps.com/en-us/products/sewage-pumps/residential/260-series | EA | 695 | 521.25 | 53514047825 | 48.5 | LB | 16.25 | 11 | 13.5 | 36 Months | YES
267-0059 | E267 230V/1Ph/C.I. Imp/cCSAus | E267 230V/1Ph/C.I. Imp/UL | https://www.zoellerpumps.com/en-us/products/sewage-pumps/residential/260-series | EA | 762 | 571.5 | 53514050221 | 46.5 | LB | 16.25 | 11 | 13.5 | 36 Months | YES
267-0060 | G267 25'Cd/460V/3Ph/cCSAus | G267 25'Cd/460V/3Ph/cCSAus | https://www.zoellerpumps.com/en-us/products/sewage-pumps/residential/260-series | EA | 902 | 676.5 | 53514053765 | 47.5 | LB | 16.25 | 11 | 13.5 | 36 Months | YES
267-0061 | J267 35'Cd/200-208V/3Ph/cCSAus | J267 35'Cd/200-208V/3Ph/UL/cCSAus | https://www.zoellerpumps.com/en-us/products/sewage-pumps/residential/260-series | EA | 922 | 691.5 | 53514056414 | 50.5 | LB | 16.25 | 11 | 13.5 | 36 Months | YES
267-0064 | N267 35'Cd/115V/1Ph/CI Imp/cCSAus | N267 35'Cd/115V/1Ph/Cast Iron Impeller/cCSAus/UL | https://www.zoellerpumps.com/en-us/products/sewage-pumps/residential/260-series | EA | 722 | 541.5 | 53514065386 | 51.5 | LB | 16.25 | 11 | 13.5 | 36 Months | YES
267-0066 | I267 25'Cd/200V/1Ph/cCSAus | I267 25'Cd/200V/1Ph/cCSAus | https://www.zoellerpumps.com/en-us/products/sewage-pumps/residential/260-series | EA | 827 | 620.25 | 53514069964 | 45.5 | LB | 16.25 | 11 | 13.5 | 36 Months | YES
267-0067 | D267 230V/1Ph/CI Imp/cCSAus | D267 230V/1Ph/CI Imp/cCSAus/UL | https://www.zoellerpumps.com/en-us/products/sewage-pumps/residential/260-series | EA | 834 | 625.5 | 53514070410 | 48.5 | LB | 16.25 | 11 | 13.5 | 36 Months | YES
267-0068 | E267 35'Cd/230V/1Ph/cCSAus | E267 35'Cd/230V/1Ph/UL/cCSAus | https://www.zoellerpumps.com/en-us/products/sewage-pumps/residential/260-series | EA | 802 | 601.5 | 53514078225 | 52.5 | LB | 16.25 | 11 | 13.5 | 36 Months | YES
267-0069 | I267 200-208V/1Ph/cCSAus/CI Imp | I267 200-208V/1Ph/cCSAus/CI Imp | https://www.zoellerpumps.com/en-us/products/sewage-pumps/residential/260-series | EA | 807 | 605.25 | 53514086633 | 45.5 | LB | 16.25 | 11 | 13.5 | 36 Months | YES
267-0070 | M267 15'Cd/115V/1Ph/Ci Imp/cCSAus | M267 15'Cd/115V/1Ph/Ci Imp/cCSAus/UL | https://www.zoellerpumps.com/en-us/products/sewage-pumps/residential/260-series | EA | 736 | 552 | 53514088477 | 48.5 | LB | 16.25 | 11 | 13.5 | 36 Months | YES
267-0072 | H267 200-208V/1Ph/cCSAus/CI Imp | H267 200-208V/1Ph/cCSAus/CI Imp | https://www.zoellerpumps.com/en-us/products/sewage-pumps/residential/260-series | EA | 879 | 659.25 | 53514092115 | 49.5 | LB | 16.25 | 11 | 13.5 | 36 Months | YES
267-0077 | M267 25'Cd/115V/1Ph/Ci Imp/cCSAus | M267 25'Cd/115V/1Ph/Ci Imp/cCSAus/UL | https://www.zoellerpumps.com/en-us/products/sewage-pumps/residential/260-series | EA | 771 | 578.25 | 53514093273 | 49.5 | LB | 16.25 | 11 | 13.5 | 36 Months | YES
267-0078 | D267 35'Cd/230V/1Ph/cCSAus | D267 35'Cd/230V/1Ph/cCSAus/UL | https://www.zoellerpumps.com/en-us/products/sewage-pumps/residential/260-series | EA | 874 | 655.5 | 53514093280 | 54.5 | LB | 16.25 | 11 | 13.5 | 36 Months | YES
267-0080 | N267 115V/1Ph/Extra Duty | N267 115V/1Ph/Extra Duty | https://www.zoellerpumps.com/en-us/products/sewage-pumps/residential/260-series | EA | 652 | 489 | 53514095857 | 45.5 | LB | 16.25 | 11 | 13.5 | 36 Months | YES
267-0081 | J267 25'Cd/200-208V/3Ph/cCSAus | J267 25'Cd/200-208V/3Ph/UL/cCSAus | https://www.zoellerpumps.com/en-us/products/sewage-pumps/residential/260-series | EA | 902 | 676.5 | 53514096175 | 48.5 | LB | 16.25 | 11 | 13.5 | 36 Months | YES
267-0084 | N267 50'Cd/115V/1Ph/Ci Imp/cCSAus | N267 50'Cd/115V/1Ph/Ci Imp/cCSAus/UL | https://www.zoellerpumps.com/en-us/products/sewage-pumps/residential/260-series | EA | 752 | 564 | 53514106409 | 54.5 | LB | 16.25 | 11 | 13.5 | 36 Months | YES
267-0085 | F267 25'Cd/230V/3Ph/cCSAus | F267 25'Cd/230V/3Ph/UL/cCSAus | https://www.zoellerpumps.com/en-us/products/sewage-pumps/residential/260-series | EA | 922 | 691.5 | 53514113018 | 45.5 | LB | 16.25 | 11 | 13.5 | 12 Months | YES
267-0087 | M267 50'Cd/115V/1Ph/Ci Imp/cCSAus | M267 50'Cd/115V/1Ph/Ci Imp/cCSAus/UL | https://www.zoellerpumps.com/en-us/products/sewage-pumps/residential/260-series | EA | 821 | 615.75 | 53514123130 | 56.5 | LB | 16.25 | 11 | 13.5 | 36 Months | YES
267-0088 | BE267 35'Cd/230V/1Ph/35'Pb/cCSAus | BE267 35'Cd/230V/1Ph/35'Pb/UL/cCSAus | https://www.zoellerpumps.com/en-us/products/sewage-pumps/residential/260-series | EA | 850 | 637.5 | 53514141349 | 52.5 | LB | 16.25 | 11 | 13.5 | 36 Months | YES
267-0089 | J267 200-208V/3Ph/ED | J267 200-208V/3Ph/ED | https://www.zoellerpumps.com/en-us/products/sewage-pumps/residential/260-series | EA | 892 | 669 | 53514142162 | 45.5 | LB | 16.25 | 11 | 13.5 | 36 Months | YES
267-0090 | H267 50'Cd/200-208V/1Ph/cCSAus | H267 50'Cd/200-208V/1Ph/cCSAus | https://www.zoellerpumps.com/en-us/products/sewage-pumps/residential/260-series | EA | 949 | 711.75 | 53514154486 | 47.5 | LB | 16.25 | 11 | 13.5 | 36 Months | YES
267-0095 | I267 50'Cd/200-208V/1Ph/cCSAus | I267 50'Cd/200-208V/1Ph/cCSAus | https://www.zoellerpumps.com/en-us/products/sewage-pumps/residential/260-series | EA | 877 | 657.75 | 53514165017 | 46.5 | LB | 16.25 | 11 | 13.5 | 36 Months | YES
267-0096 | E267 25'Cd/230V/1Ph/C.I. Imp/cCSAus | E267 25'Cd/230V/1Ph/C.I. Imp/UL/cCSAus | https://www.zoellerpumps.com/en-us/products/sewage-pumps/residential/260-series | EA | 822 | 616.5 | 53514175115 | 47.5 | LB | 16.25 | 11 | 13.5 | 36 Months | YES
267-0097 | G267 35'Cd/460V/3Ph/cCSAus | G267 35'Cd/460V/3Ph/cCSAus | https://www.zoellerpumps.com/en-us/products/sewage-pumps/residential/260-series | EA | 922 | 691.5 | 53514178437 | 52.5 | LB | 16.25 | 11 | 13.5 | 36 Months | YES
267-0098 | I267 35'Cd/200-208V/1Ph/cCSAus | I267 35'Cd/200-208V/1Ph/cCSAus | https://www.zoellerpumps.com/en-us/products/sewage-pumps/residential/260-series | EA | 847 | 635.25 | 53514194826 | 46 | LB | 16.25 | 11 | 13.5 | 36 Months | YES
267-0099 | M267 35'Cd/115V/1Ph/Ci Imp/cCSAus | M267 35'Cd/115V/1Ph/Ci Imp/cCSAus/UL | https://www.zoellerpumps.com/en-us/products/sewage-pumps/residential/260-series | EA | 791 | 593.25 | 53514195755 | 48.5 | LB | 16.25 | 11 | 13.5 | 36 Months | YES
267-0101 | N267 25'Cd/115V/1Ph/Ci Imp/cCSAus | N267 25'Cd/115V/1Ph/Ci Imp/cCSAus/UL | https://www.zoellerpumps.com/en-us/products/sewage-pumps/residential/260-series | EA | 702 | 526.5 | 53514210588 | 53.5 | LB | 16.25 | 11 | 13.5 | 36 Months | YES
267-0102 | E267 25' Cord/230V/1Ph/Extra Duty | E267 25' Cord/230V/1Ph/Extra Duty | https://www.zoellerpumps.com/en-us/products/sewage-pumps/residential/260-series | EA | 832 | 624 | 53514228293 | 45.5 | LB | 16.25 | 11 | 13.5 | 36 Months | YES
267-0103 | J267 50'Cd/200-208V/3Ph/cCSAus | J267 50'Cd/200-208V/3Ph/UL/cCSAus | https://www.zoellerpumps.com/en-us/products/sewage-pumps/residential/260-series | EA | 952 | 714 | 53514230159 | 50.5 | LB | 16.25 | 11 | 13.5 | 36 Months | YES
267-0104 | E267 35'Cd/230V/1Ph/C.I. Imp/cCSAus | E267 35'Cd/230V/1Ph/C.I. Imp/UL/cCSAus | https://www.zoellerpumps.com/en-us/products/sewage-pumps/residential/260-series | EA | 842 | 631.5 | 53514232795 | 47.5 | LB | 16.25 | 11 | 13.5 | 36 Months | YES
267-0107 | F267 35'Cd/230V/3Ph/cCSAus | F267 35'Cd/230V/3Ph/UL/cCSAus | https://www.zoellerpumps.com/en-us/products/sewage-pumps/residential/260-series | EA | 922 | 691.5 | 53514268398 | 46.5 | LB | 16.25 | 11 | 13.5 | 12 Months | YES
267-0108 | F267 230V/3Ph/Extra Duty | F267 230V/3Ph/Extra Duty | https://www.zoellerpumps.com/en-us/products/sewage-pumps/residential/260-series | EA | 892 | 669 | 53514296308 | 45.5 | LB | 16.25 | 11 | 13.5 | 12 Months | YES
267-0109 | N267 115V/1Ph/CI-Imp/Extra Duty | N267 115V/1Ph/CI-Imp/Extra Duty | https://www.zoellerpumps.com/en-us/products/sewage-pumps/residential/260-series | EA | 692 | 519 | 53514296322 | 45.5 | LB | 16.25 | 11 | 13.5 | 36 Months | YES
267-0110 | G267 25'Cd/460V/3Ph/ED | G267 25'Cd/460V/3Ph/ED | https://www.zoellerpumps.com/en-us/products/sewage-pumps/residential/260-series | EA | 952 | 714 | 53514296872 | 47.5 | LB | 16.25 | 11 | 13.5 | 36 Months | YES
267-0111 | D267 25'Cd/230V/1Ph/cCSAus/CI Impeller | D267 25'Cd/230V/1Ph/cCSAus/UL/CI Impeller | https://www.zoellerpumps.com/en-us/products/sewage-pumps/residential/260-series | EA | 894 | 670.5 | 53514313654 | 49.5 | LB | 16.25 | 11 | 13.5 | 36 Months | YES
267-0117 | F267 50'Cd/230V/3Ph/cCSAus | F267 50'Cd/230V/3Ph/UL/cCSAus | https://www.zoellerpumps.com/en-us/products/sewage-pumps/residential/260-series | EA | 952 | 714 | 53514327422 | 46.5 | LB | 16.25 | 11 | 13.5 | 12 Months | YES
267-0120 | H267 35'Cd/200-208V/1Ph/cCSAus | H267 35'Cd/200-208V/1Ph/cCSAus | https://www.zoellerpumps.com/en-us/products/sewage-pumps/residential/260-series | EA | 919 | 689.25 | 53514407759 | 47.5 | LB | 16.25 | 11 | 13.5 | 36 Months | YES
267-0121 | LN267 115V/1Ph/Pb Floatless Switch15'/cCSAus Pump | LN267 115V/1Ph/Pb Floatless Switch15'/cCSAus Pump | https://www.zoellerpumps.com/en-us/products/sewage-pumps/residential/260-series | EA | 815 | 611.25 | 53514422660 | 47.5 | LB | 16.25 | 11 | 13.5 | 36 Months | PUMP ONLY
267-0122 | H267 15'Cd/200-208V/1Ph/cCSAus | H267 15'Cd/200-208V/1Ph/cCSAus | https://www.zoellerpumps.com/en-us/products/sewage-pumps/residential/260-series | EA | 864 | 648 | 53514484002 | 47.5 | LB | 16.25 | 11 | 13.5 | 36 Months | YES
270-0002 | N270 115V/1Ph/cCSAus | N270 115V/1Ph/cCSAus | https://www.zoellerpumps.com/en-us/products/sewage-pumps/residential/260-series | EA | 948 |  | 53514057817 | 48 | LB | 16.5 | 11 | 13.75 | 12 Months | YES
270-0004 | E270 230V/1Ph/cCSAus | E270 230V/1Ph/cCSAus | https://www.zoellerpumps.com/en-us/products/sewage-pumps/residential/260-series | EA | 1049 |  | 53514062132 | 48 | LB | 16.5 | 11 | 13.75 | 12 Months | YES
270-0005 | BN270 115V/1Ph/Pb20'/cCSAus | BN270 115V/1Ph/Pb20'/cCSAus | https://www.zoellerpumps.com/en-us/products/sewage-pumps/residential/260-series | EA | 1026 |  | 53514062378 | 51 | LB | 16.5 | 11 | 13.75 | 12 Months | YES
270-0006 | BE270 230V/1Ph/Pb20'/cCSAus | BE270 230V/1Ph/Pb20'/cCSAus | https://www.zoellerpumps.com/en-us/products/sewage-pumps/residential/260-series | EA | 1090 |  | 53514062385 | 51 | LB | 16.5 | 11 | 13.75 | 36 Months | YES
270-0009 | E270 25'Cd/230V/1Ph/cCSAus | E270 25'Cd/230V/1Ph/cCSAus | https://www.zoellerpumps.com/en-us/products/sewage-pumps/residential/260-series | EA | 1109 |  | 53514083656 | 51 | LB | 16.5 | 11 | 13.75 | 12 Months | YES
270-0016 | E270 50'Cd/230V/1Ph/cCSAus | E270 50'Cd/230V/1Ph/cCSAus | https://www.zoellerpumps.com/en-us/products/sewage-pumps/residential/260-series | EA | 1159 |  | 53514100711 | 51 | LB | 16.5 | 11 | 13.75 | 12 Months | YES
270-0019 | N270 25'Cd/115V/1Ph/cCSAus | N270 25'Cd/115V/1Ph/cCSAus | https://www.zoellerpumps.com/en-us/products/sewage-pumps/residential/260-series | EA | 1008 |  | 53514115005 | 51 | LB | 16.5 | 11 | 13.75 | 12 Months | YES
270-0020 | BN270 35'Cd/115V/1Ph/Pb20'/cCSAus | BN270 35'Cd/115V/1Ph/Pb20'/cCSAus | https://www.zoellerpumps.com/en-us/products/sewage-pumps/commercial/270-series | EA | 1026 |  | 53514189150 | 51 | LB | 16.5 | 11 | 13.75 | 12 Months | YES
270-0021 | N270 35'Cd/115V/1Ph/cCSAus | N270 35'Cd/115V/1Ph/cCSAus | https://www.zoellerpumps.com/en-us/products/sewage-pumps/commercial/270-series | EA | 1028 |  | 53514191504 | 51 | LB | 16.5 | 11 | 13.75 | 12 Months | YES
270-0022 | E270 35'Cd/230V/1Ph/cCSAus | E270 35'Cd/230V/1Ph/cCSAus | https://www.zoellerpumps.com/en-us/products/sewage-pumps/commercial/270-series | EA | 1129 |  | 53514211349 | 51 | LB | 16.5 | 11 | 13.75 | 12 Months | YES
270-0032 | E270 230V/1Ph/cCSAus/Bronze Impeller | E270 230V/1Ph/cCSAus/Bronze Impeller | https://www.zoellerpumps.com/en-us/products/sewage-pumps/commercial/270-series | EA | 1159 |  | 53514440374 | 48 | LB | 16.5 | 11 | 13.75 | 12 Months | YES
270-0033 | N270 115V/1Ph/cCSAus/Bronze Impeller | N270 115V/1Ph/cCSAus/Bronze Impeller | https://www.zoellerpumps.com/en-us/products/sewage-pumps/commercial/270-series | EA | 1058 |  | 53514458683 | 49 | LB | 16.5 | 11 | 13.75 | 12 Months | YES
270-0034 | BN270 115V/1Ph/Pb20'/cCSAus/Bronze Impeller | BN270 115V/1Ph/Pb20'/cCSAus/Bronze Impeller | https://www.zoellerpumps.com/en-us/products/sewage-pumps/commercial/270-series | EA | 1136 |  | 53514469801 | 51 | LB | 16.938 | 10.625 | 13.315 | 12 Months | YES
282-0001 | M282 2F/115V/1Ph/cCSAus | M282 2F/115V/1Ph/cCSAus/UL | https://www.zoellerpumps.com/en-us/products/sewage-pumps/commercial/280-series | EA | 1340 |  | 53514018344 | 82 | LB | 21.25 | 11.75 | 14.75 | 12 Months | YES
282-0002 | N282 2F/115V/1Ph/cCSAus | N282 2F/115V/1Ph/cCSAus/UL | https://www.zoellerpumps.com/en-us/products/sewage-pumps/commercial/280-series | EA | 1232 |  | 53514018351 | 81 | LB | 21.25 | 11.75 | 14.75 | 12 Months | YES
282-0003 | D282 2F/230V/1Ph/cCSAus | D282 2F/230V/1Ph/cCSAus/UL | https://www.zoellerpumps.com/en-us/products/sewage-pumps/commercial/280-series | EA | 1466 |  | 53514018368 | 82 | LB | 21.25 | 11.75 | 14.75 | 36 Months | YES
282-0004 | E282 2F/230V/1Ph/cCSAus | E282 2F/230V/1Ph/cCSAus/UL | https://www.zoellerpumps.com/en-us/products/sewage-pumps/commercial/280-series | EA | 1306 |  | 53514018375 | 80 | LB | 21.25 | 11.75 | 14.75 | 12 Months | YES
282-0006 | J282 2F/200-208V/3Ph/cCSAus | J282 2F/200-208V/3Ph/cCSAus/UL | https://www.zoellerpumps.com/en-us/products/sewage-pumps/commercial/280-series | EA | 1426 |  | 53514018382 | 81 | LB | 21.25 | 11.75 | 14.75 | 12 Months | YES
282-0011 | N282 2F/25'Cd/115V/1Ph/cCSAus | N282 2F/25'Cd/115V/1Ph/cCSAus/UL | https://www.zoellerpumps.com/en-us/products/sewage-pumps/commercial/280-series | EA | 1337 |  | 53514018412 | 83 | LB | 21.25 | 11.75 | 14.75 | 12 Months | YES
282-0012 | M282 2F/15'Cd/115V/1Ph/cCSAus | M282 2F/15'Cd/115V/1Ph/cCSAus/UL | https://www.zoellerpumps.com/en-us/products/sewage-pumps/commercial/280-series | EA | 1365 |  | 53514018429 | 82 | LB | 21.25 | 11.75 | 14.75 | 12 Months | YES
282-0013 | F282 2F/230V/3Ph/cCSAus | F282 2F/230V/3Ph/cCSAus/UL | https://www.zoellerpumps.com/en-us/products/sewage-pumps/commercial/280-series | EA | 1426 |  | 53514018436 | 81 | LB | 21.25 | 11.75 | 14.75 | 12 Months | YES
282-0014 | D282 2F/35'Cd/230V/1Ph/cCSAus | D282 2F/35'Cd/230V/1Ph/cCSAus/UL | https://www.zoellerpumps.com/en-us/products/sewage-pumps/commercial/280-series | EA | 1581 |  | 53514018443 | 87 | LB | 21.25 | 11.75 | 14.75 | 36 Months | YES
282-0015 | M282 2F/25'Cd/115V/1Ph/cCSAus | M282 2F/25'Cd/115V/1Ph/cCSAus/UL | https://www.zoellerpumps.com/en-us/products/sewage-pumps/commercial/280-series | EA | 1445 |  | 53514018450 | 84 | LB | 21.25 | 11.75 | 14.75 | 12 Months | YES
282-0016 | M282 2F/35'Cd/115V/1Ph/cCSAus | M282 2F/35'Cd/115V/1Ph/cCSAus/UL | https://www.zoellerpumps.com/en-us/products/sewage-pumps/commercial/280-series | EA | 1455 |  | 53514018467 | 87 | LB | 21.25 | 11.75 | 14.75 | 12 Months | YES
282-0018 | E282 2F/25'Cd/230V/1Ph/cCSAus | E282 2F/25'Cd/230V/1Ph/cCSAus/UL | https://www.zoellerpumps.com/en-us/products/sewage-pumps/commercial/280-series | EA | 1411 |  | 53514018481 | 83 | LB | 21.25 | 11.75 | 14.75 | 12 Months | YES
282-0021 | M282 2F/50'Cd/115V/1Ph/cCSAus | M282 2F/50'Cd/115V/1Ph/cCSAus/UL | https://www.zoellerpumps.com/en-us/products/sewage-pumps/commercial/280-series | EA | 1490 |  | 53514018511 | 91 | LB | 21.25 | 11.75 | 14.75 | 12 Months | YES
282-0024 | G282 2F/460V/3Ph/cCSAus | G282 2F/460V/3Ph/cCSAus/UL | https://www.zoellerpumps.com/en-us/products/sewage-pumps/commercial/280-series | EA | 1426 |  | 53514018542 | 81 | LB | 21.25 | 11.75 | 14.75 | 12 Months | YES
282-0025 | I282 2F/200-208V/1Ph/cCSAus | I282 2F/200-208V/1Ph/cCSAus | https://www.zoellerpumps.com/en-us/products/sewage-pumps/commercial/280-series | EA | 1351 |  | 53514018559 | 81 | LB | 21.25 | 11.75 | 14.75 | 12 Months | YES
282-0026 | E282 2F/50'Cd/230V/1Ph/cCSAus | E282 2F/50'Cd/230V/1Ph/cCSAus/UL | https://www.zoellerpumps.com/en-us/products/sewage-pumps/commercial/280-series | EA | 1456 |  | 53514018566 | 90 | LB | 21.25 | 11.75 | 14.75 | 12 Months | YES
282-0027 | I282 2F/25'Cd/200-208V/1Ph/cCSAus | I282 2F/25'Cd/200-208V/1Ph/cCSAus | https://www.zoellerpumps.com/en-us/products/sewage-pumps/commercial/280-series | EA | 1456 |  | 53514018573 | 83 | LB | 21.25 | 11.75 | 14.75 | 12 Months | YES
282-0028 | J282 2F/25'Cd/200-208V/3Ph/cCSAus | J282 2F/25'Cd/200-208V/3Ph/cCSAus/UL | https://www.zoellerpumps.com/en-us/products/sewage-pumps/commercial/280-series | EA | 1531 |  | 53514028565 | 83 | LB | 21.25 | 11.75 | 14.75 | 12 Months | YES
282-0029 | D282 2F/25'Cd/230V/1Ph/cCSAus | D282 2F/25'Cd/230V/1Ph/cCSAus/UL | https://www.zoellerpumps.com/en-us/products/sewage-pumps/commercial/280-series | EA | 1571 |  | 53514029081 | 84 | LB | 21.25 | 11.75 | 14.75 | 36 Months | YES
282-0031 | G282 2F/50'Cd/460V/3Ph/cCSAus | G282 2F/50'Cd/460V/3Ph/cCSAus/UL | https://www.zoellerpumps.com/en-us/products/sewage-pumps/commercial/280-series | EA | 1576 |  | 53514030582 | 91 | LB | 21.25 | 11.75 | 14.75 | 12 Months | YES
282-0032 | H282 2F/200-208V/1Ph/cCSAus | H282 2F/200-208V/1Ph/cCSAus | https://www.zoellerpumps.com/en-us/products/sewage-pumps/commercial/280-series | EA | 1511 |  | 53514032517 | 82 | LB | 21.25 | 11.75 | 14.75 | 12 Months | YES
282-0033 | E282 2F/230V/1Ph/cCSAus/Wo Plug | E282 2F/230V/1Ph/cCSAus/Wo Plug | https://www.zoellerpumps.com/en-us/products/sewage-pumps/commercial/280-series | EA | 1306 |  | 53514040871 | 81 | LB | 21.25 | 11.75 | 14.75 | 12 Months | YES
282-0034 | BN282 2F/115V/1Ph/Pb15'/cCSAus | BN282 2F/115V/1Ph/Pb15'/UL/cCSAus/Pump | https://www.zoellerpumps.com/en-us/products/sewage-pumps/commercial/280-series | EA | 1329 |  | 53514040949 | 83 | LB | 21.25 | 11.75 | 14.75 | 12 Months | YES
282-0036 | N282 2F/35'Cd/115V/1Ph/cCSAus | N282 2F/35'Cd/115V/1Ph/cCSAus/UL | https://www.zoellerpumps.com/en-us/products/sewage-pumps/commercial/280-series | EA | 1347 |  | 53514052652 | 86 | LB | 21.25 | 11.75 | 14.75 | 12 Months | YES
282-0037 | I282 2F/35'Cd/200-208V/1Ph/cCSAus | I282 2F/35'Cd/200-208V/1Ph/cCSAus | https://www.zoellerpumps.com/en-us/products/sewage-pumps/commercial/280-series | EA | 1466 |  | 53514055097 | 85 | LB | 21.25 | 11.75 | 14.75 | 12 Months | YES
282-0038 | G282 2F/25'Cd/460V/3Ph/cCSAus | G282 2F/25'Cd/460V/3Ph/cCSAus/UL | https://www.zoellerpumps.com/en-us/products/sewage-pumps/commercial/280-series | EA | 1531 |  | 53514059194 | 84 | LB | 21.25 | 11.75 | 14.75 | 12 Months | YES
282-0040 | G282 2F/35'Cd/460V/3Ph/cCSAus | G282 2F/35'Cd/460V/3Ph/cCSAus/UL | https://www.zoellerpumps.com/en-us/products/sewage-pumps/commercial/280-series | EA | 1541 |  | 53514062903 | 87 | LB | 21.25 | 11.75 | 14.75 | 12 Months | YES
282-0043 | E282 2F/35'Cd/230V/1Ph/cCSAus | E282 2F/35'Cd/230V/1Ph/cCSAus/UL | https://www.zoellerpumps.com/en-us/products/sewage-pumps/commercial/280-series | EA | 1421 |  | 53514066550 | 86 | LB | 21.25 | 11.75 | 14.75 | 12 Months | YES
282-0044 | J282 2F/35'Cd/200-208V/3Ph/cCSAus | J282 2F/35'Cd/200-208V/3Ph/cCSAus/UL | https://www.zoellerpumps.com/en-us/products/sewage-pumps/commercial/280-series | EA | 1541 |  | 53514080310 | 83 | LB | 21.25 | 11.75 | 14.75 | 12 Months | YES
282-0045 | I282 2F/50'Cd/200-208V/1Ph/cCSAus | I282 2F/50'Cd/200-208V/1Ph/cCSAus | https://www.zoellerpumps.com/en-us/products/sewage-pumps/commercial/280-series | EA | 1501 |  | 53514094829 | 85 | LB | 21.25 | 11.75 | 14.75 | 12 Months | YES
282-0049 | NX282 2F/115V/1Ph/Ex Pr | NX282 2F/115V/1Ph/Ex Pr/FM/CSA | https://www.zoellerpumps.com/en-us/products/sewage-pumps/commercial/280-series | EA | 2803 |  | 53514108540 | 127 | LB | 32 | 12 | 15 | 12 Months | YES
282-0050 | IX282 2F/200-208V/1Ph/Ex Pr | IX282 2F/200-208V/1Ph/Ex Pr/FM/CSA | https://www.zoellerpumps.com/en-us/products/sewage-pumps/commercial/280-series | EA | 2907 |  | 53514108557 | 127 | LB | 32 | 12 | 15 | 12 Months | NO
282-0051 | EX282 2F/230V/1Ph/Ex Pr | EX282 2F/230V/1Ph/Ex Pr/FM/CSA | https://www.zoellerpumps.com/en-us/products/sewage-pumps/commercial/280-series | EA | 2862 |  | 53514108564 | 127 | LB | 32 | 12 | 15 | 12 Months | NO
282-0052 | JX282 2F/200-208V/3Ph/Ex Pr | JX282 2F/200-208V/3Ph/Ex Pr/FM/CSA | https://www.zoellerpumps.com/en-us/products/sewage-pumps/commercial/280-series | EA | 2982 |  | 53514108571 | 127 | LB | 32 | 12 | 15 | 12 Months | NO
282-0053 | FX282 2F/230V/3Ph/Ex Pr | FX282 2F/230V/3Ph/Ex Pr/FM/CSA | https://www.zoellerpumps.com/en-us/products/sewage-pumps/commercial/280-series | EA | 2982 |  | 53514108588 | 127 | LB | 32 | 12 | 15 | 12 Months | NO
282-0054 | GX282 2F/460V/3Ph/Ex Pr |  |  | EA | 2982 |  | 53514108595 | 127 | LB | 32 | 12 | 15 | 12 Months | NO
282-0055 | F282 2F/25'Cd/230V/3Ph/cCSAus | F282 2F/25'Cd/230V/3Ph/cCSAus/UL | https://www.zoellerpumps.com/en-us/products/sewage-pumps/commercial/280-series | EA | 1531 |  | 53514115838 | 81 | LB | 21.25 | 11.75 | 14.75 | 12 Months | YES
282-0056 | CF282 2F/230V/3Ph/Auto | CF282 2F/230V/3Ph/UL/Auto | https://www.zoellerpumps.com/en-us/products/sewage-pumps/commercial/280-series | EA | 2141 |  | 53514117030 | 81 | LB | 21.25 | 11.75 | 14.75 | 12 Months | YES
282-0057 | NX282 2F/35'Cd/115V/1Ph/Ex Pr | NX282 2F/35'Cd/115V/1Ph/Ex Pr/FM/CSA | https://www.zoellerpumps.com/en-us/products/sewage-pumps/commercial/280-series | EA | 2918 |  | 53514120498 | 127 | LB | 32 | 12 | 15 | 12 Months | YES
282-0058 | NX282 2F/50'Cd/115V/1Ph/Ex Pr | NX282 2F/50'Cd/115V/1Ph/Ex Pr/FM/CSA | https://www.zoellerpumps.com/en-us/products/sewage-pumps/commercial/280-series | EA | 2953 |  | 53514124816 | 127 | LB | 32 | 12 | 15 | 12 Months | YES
282-0059 | H282 2F/25'Cd/200-208V/1Ph/cCSAus | H282 2F/25'Cd/200-208V/1Ph/cCSAus | https://www.zoellerpumps.com/en-us/products/sewage-pumps/commercial/280-series | EA | 1616 |  | 53514127183 | 85 | LB | 21.25 | 11.75 | 14.75 | 12 Months | YES
282-0061 | GX282 2F/35'Cd/460V/3Ph/Ex Pr | GX282 2F/35'Cd/460V/3Ph/Ex Pr/FM/CSA | https://www.zoellerpumps.com/en-us/products/sewage-pumps/commercial/280-series | EA | 3097 |  | 53514135140 | 127 | LB | 32 | 12 | 15 | 12 Months | NO
282-0062 | N282 2F/50'Cd/115V/1Ph/cCSAus | N282 2F/50'Cd/115V/1Ph/cCSAus/UL | https://www.zoellerpumps.com/en-us/products/sewage-pumps/commercial/280-series | EA | 1382 |  | 53514137427 | 92 | LB | 21.25 | 11.75 | 14.75 | 12 Months | YES
282-0063 | NX282 2F/25'Cd/115V/1Ph/Ex Pr | NX282 2F/25'Cd/115V/1Ph/Ex Pr/FM/CSA | https://www.zoellerpumps.com/en-us/products/sewage-pumps/commercial/280-series | EA | 2908 |  | 53514143220 | 127 | LB | 32 | 12 | 15 | 12 Months | YES
282-0066 | JX282 2F/50'Cd/200-208V/3Ph/Ex Pr | JX282 2F/50'Cd/200-208V/Ex Pr/FM/CSA | https://www.zoellerpumps.com/en-us/products/sewage-pumps/commercial/280-series | EA | 3132 |  | 53514170271 | 129 | LB | 32 | 12 | 15 | 12 Months | NO
282-0067 | J282 2F/50'Cd/200-208V/3Ph/cCSAus | J282 2F/50'Cd/200-208V/3Ph/cCSAus/UL | https://www.zoellerpumps.com/en-us/products/sewage-pumps/commercial/280-series | EA | 1576 |  | 53514173548 | 85 | LB | 21.25 | 11.75 | 14.75 | 12 Months | YES
282-0068 | JX282 2F/35'Cd/200-208V/3Ph/Ex Pr | JX282 2F/35'Cd/200-208V/Ex Pr/FM/CSA | https://www.zoellerpumps.com/en-us/products/sewage-pumps/commercial/280-series | EA | 3097 |  | 53514174538 | 127 | LB | 32 | 12 | 15 | 12 Months | NO
282-0069 | IX282 2F/50'Cd/200-208V/1Ph/Ex Pr | IX282 2F/50'Cd/200-208V/1Ph/Ex Pr/FM/CSA | https://www.zoellerpumps.com/en-us/products/sewage-pumps/commercial/280-series | EA | 3057 |  | 53514197582 | 134 | LB | 32 | 12 | 15 | 12 Months | NO
282-0070 | MX282 2F/115V/1Ph/Ex Pr | MX282 2F/115V/1Ph/Ex Pr/FM/CSA | https://www.zoellerpumps.com/en-us/products/sewage-pumps/commercial/280-series | EA | 4316 |  | 53514236502 | 119 | LB | 32 | 12 | 15 | 12 Months | NO
282-0071 | DX282 2F/230V/1Ph/Ex Pr | DX282 2F/230V/1Ph/Ex Pr/FM/CSA | https://www.zoellerpumps.com/en-us/products/sewage-pumps/commercial/280-series | EA | 4321 |  | 53514236526 | 119 | LB | 32 | 12 | 15 | 12 Months | NO
282-0072 | HX282 2F/200-208V/1Ph/Ex Pr | HX282 2F/200-208V/1Ph/Ex Pr/FM/CSA | https://www.zoellerpumps.com/en-us/products/sewage-pumps/commercial/280-series | EA | 4366 |  | 53514236540 | 119 | LB | 32 | 12 | 15 | 12 Months | NO
282-0075 | EX282 2F/50'Cd/230V/1Ph/Ex Pr | EX282 2F/50'Cd/230V/1Ph/Ex Pr/FM/CSA | https://www.zoellerpumps.com/en-us/products/sewage-pumps/commercial/280-series | EA | 3012 |  | 53514265106 | 127 | LB | 32 | 12 | 15 | 12 Months | NO
282-0076 | JX282 2F/25'Cd/200-208V/3Ph/Ex Pr | JX282 2F/25'Cd/200-208V/Ex Pr/FM/CSA | https://www.zoellerpumps.com/en-us/products/sewage-pumps/commercial/280-series | EA | 3087 |  | 53514266479 | 127 | LB | 32 | 12 | 15 | 12 Months | NO
282-0077 | BA282 2F/575V/3Ph/cCSAus | BA282 2F/575V/3Ph/cCSAus | https://www.zoellerpumps.com/en-us/products/sewage-pumps/commercial/280-series | EA | 1476 |  | 53514272036 | 81 | LB | 21.25 | 11.75 | 14.75 | 12 Months | YES
282-0078 | GX282 2F/50'Cd/460V/3Ph/Ex Pr | GX282 2F/50'Cd/460V/3Ph/Ex Pr/FM/CSA | https://www.zoellerpumps.com/en-us/products/sewage-pumps/commercial/280-series | EA | 3132 |  | 53514279370 | 128 | LB | 32 | 12 | 15 | 12 Months | NO
282-0080 | MX282 2F/35'Cd/115V/1Ph/Ex Pr | MX282 2F/35'Cd/115V/1Ph/Ex Pr/FM/CSA | https://www.zoellerpumps.com/en-us/products/sewage-pumps/commercial/280-series | EA | 4431 |  | 53514284169 | 119 | LB | 32 | 12 | 15 | 12 Months | NO
282-0081 | D282 2F/15'Cd/230V/1Ph/cCSAus | D282 2F/15'Cd/230V/1Ph/cCSAus/UL | https://www.zoellerpumps.com/en-us/products/sewage-pumps/commercial/280-series | EA | 1491 |  | 53514293338 | 82 | LB | 21.25 | 11.75 | 14.75 | 36 Months | YES
282-0082 | FX282 2F/50'Cd/230V/3Ph/Ex Pr | FX282 2F/50'Cd/230V/3Ph/Ex Pr/FM/CSA | https://www.zoellerpumps.com/en-us/products/sewage-pumps/commercial/280-series | EA | 3132 |  | 53514296698 | 129 | LB | 32 | 12 | 15 | 12 Months | NO
282-0089 | MX282 2F/50'Cd/115V/1Ph/Ex Pr | MX282 2F/50'Cd/115V/1Ph/Ex Pr/FM/CSA | https://www.zoellerpumps.com/en-us/products/sewage-pumps/commercial/280-series | EA | 4466 |  | 53514316907 | 119 | LB | 32 | 12 | 15 | 12 Months | NO
282-0091 | MX282 2F/25'Cd/115V/1Ph/Ex Pr | MX282 2F/25'Cd/115V/1Ph/Ex Pr/FM/CSA | https://www.zoellerpumps.com/en-us/products/sewage-pumps/commercial/280-series | EA | 4421 |  | 53514323349 | 119 | LB | 32 | 12 | 15 | 12 Months | NO
282-0093 | EX282 2F/25'Cd/230V/1Ph/Ex Pr | EX282 2F/25'Cd/230V/1Ph/Ex Pr/FM/CSA | https://www.zoellerpumps.com/en-us/products/sewage-pumps/commercial/280-series | EA | 2967 |  | 53514330095 | 127 | LB | 32 | 12 | 15 | 12 Months | NO
282-0094 | HX282 2F/50'Cd/200-208V/1Ph/Ex Pr | HX282 2F/50'Cd/200-208V/1Ph/Ex Pr/FM/CSA | https://www.zoellerpumps.com/en-us/products/sewage-pumps/commercial/280-series | EA | 4516 |  | 53514342982 | 121 | LB | 32 | 12 | 15 | 12 Months | NO
282-0096 | DX282 2F/50'Cd/230V/1Ph/Ex Pr | DX282 2F/50'Cd/230V/1Ph/Ex Pr/FM/CSA | https://www.zoellerpumps.com/en-us/products/sewage-pumps/commercial/280-series | EA | 4471 |  | 53514360672 | 119 | LB | 32 | 12 | 15 | 12 Months | NO
282-0097 | BA282 2F/25'Cd/575V/3Ph/cCSAus | BA282 2F/25'Cd/575V/3Ph/cCSAus | https://www.zoellerpumps.com/en-us/products/sewage-pumps/commercial/280-series | EA | 1581 |  | 53514362874 | 81 | LB | 21.25 | 11.75 | 14.75 | 12 Months | YES
282-0101 | EX282 2F/35'Cd/230V/1Ph/Ex Pr | EX282 2F/35'Cd/230V/1Ph/Ex Pr/FM/CSA | https://www.zoellerpumps.com/en-us/products/sewage-pumps/commercial/280-series | EA | 2977 |  | 53514381493 | 127 | LB | 32 | 12 | 15 | 12 Months | NO
282-0102 | BE282 2F/15'Cd/230V/1Ph/Pb15'/cCSAus | BE282 2F/15'Cd/230V/1Ph/Pb15'/cCSAus/UL | https://www.zoellerpumps.com/en-us/products/sewage-pumps/commercial/280-series | EA | 1386 |  | 53514392703 | 83 | LB | 21.25 | 11.75 | 14.75 | 12 Months | YES
282-0104 | F282 2F/50'Cd/230V/3Ph/cCSAus | F282 2F/50'Cd/230V/3Ph/cCSAus/UL | https://www.zoellerpumps.com/en-us/products/sewage-pumps/commercial/280-series | EA | 1576 |  | 53514412869 | 81 | LB | 21.25 | 11.75 | 14.75 | 12 Months | YES
282-0105 | BAX282 2F/35'Cd/575V/3Ph/Ex Pr | BAX282 2F/35'Cd/575V/3Ph/Ex Pr | https://www.zoellerpumps.com/en-us/products/sewage-pumps/commercial/280-series | EA | 3147 |  | 53514416515 | 127 | LB | 32 | 12 | 15 | 12 Months | NO
282-0106 | FX282 2F/35'Cd/230V/3Ph/Ex Pr | FX282 2F/35'Cd/230V/3Ph/Ex Pr/FM/CSA | https://www.zoellerpumps.com/en-us/products/sewage-pumps/commercial/280-series | EA | 3097 |  | 53514419202 | 129 | LB | 32 | 12 | 15 | 12 Months | NO
282-0110 | BA282 2F/50'Cd/575V/3Ph/cCSAus | BA282 2F/50'Cd/575V/3Ph/cCSAus | https://www.zoellerpumps.com/en-us/products/sewage-pumps/commercial/280-series | EA | 1576 |  | 53514437275 | 81 | LB | 21.25 | 11.75 | 14.75 | 12 Months | YES
282-0113 | BA282 2F/35'Cd/575V/3Ph/cCSAus | BA282 2F/35'Cd/575V/3Ph/cCSAus | https://www.zoellerpumps.com/en-us/products/sewage-pumps/commercial/280-series | EA | 1591 |  | 53514440671 | 81 | LB | 21.25 | 11.75 | 14.75 | 12 Months | YES
282-0114 | HX282 2F/35'Cd/200-208V/1Ph/Ex Pr | HX282 2F/35'Cd/200-208V/1Ph/Ex Pr | https://www.zoellerpumps.com/en-us/products/sewage-pumps/commercial/280-series | EA | 4481 |  | 53514471545 | 121 | LB | 32 | 12 | 15 | 12 Months | NO
282-0118 | H282 2F/50'Cd/200-208V/1Ph/cCSAus | H282 2F/50'Cd/200-208V/1Ph/cCSAus | https://www.zoellerpumps.com/en-us/products/sewage-pumps/commercial/280-series | EA | 1661 |  | 53514482053 | 89 | LB | 21.25 | 11.75 | 14.75 | 12 Months | YES
282-0119 | BN282 2F/35'Cd/115V/1Ph/Pb35'/cCSAus | BN282 2F/35'Cd/115V/1Ph/Pb35'/cCSAus | https://www.zoellerpumps.com/en-us/products/sewage-pumps/commercial/280-series | EA | 1444 |  | 53514482466 | 85 | LB | 21.25 | 11.75 | 14.75 | 12 Months | YES
284-0003 | D284 2F/230V/1Ph/cCSAus | D284 2F/230V/1Ph/cCSAus/UL | https://www.zoellerpumps.com/en-us/products/sewage-pumps/commercial/280-series | EA | 1643 |  | 53514018580 | 85 | LB | 21.25 | 11.75 | 14.75 | 36 Months | YES
284-0004 | E284 2F/230V/1Ph/cCSAus | E284 2F/230V/1Ph/cCSAus/UL | https://www.zoellerpumps.com/en-us/products/sewage-pumps/commercial/280-series | EA | 1505 |  | 53514018597 | 84 | LB | 21.25 | 11.75 | 14.75 | 12 Months | YES
284-0006 | G284 2F/460V/3Ph/cCSAus | G284 2F/460V/3Ph/cCSAus/UL | https://www.zoellerpumps.com/en-us/products/sewage-pumps/commercial/280-series | EA | 1625 |  | 53514018603 | 84 | LB | 21.25 | 11.75 | 14.75 | 12 Months | YES
284-0009 | H284 2F/200-208V/1Ph/cCSAus | H284 2F/200-208V/1Ph/cCSAus | https://www.zoellerpumps.com/en-us/products/sewage-pumps/commercial/280-series | EA | 1688 |  | 53514018610 | 85 | LB | 21.25 | 11.75 | 14.75 | 12 Months | YES
284-0010 | I284 2F/200-208V/1Ph/cCSAus | I284 2F/200-208V/1Ph/cCSAus | https://www.zoellerpumps.com/en-us/products/sewage-pumps/commercial/280-series | EA | 1550 |  | 53514018627 | 84 | LB | 21.25 | 11.75 | 14.75 | 12 Months | YES
284-0011 | F284 2F/230V/3Ph/cCSAus | F284 2F/230V/3Ph/cCSAus/UL | https://www.zoellerpumps.com/en-us/products/sewage-pumps/commercial/280-series | EA | 1625 |  | 53514018634 | 84 | LB | 21.25 | 11.75 | 14.75 | 12 Months | YES
284-0015 | J284 2F/200-208V/3Ph/cCSAus | J284 2F/200-208V/3Ph/cCSAus/UL | https://www.zoellerpumps.com/en-us/products/sewage-pumps/commercial/280-series | EA | 1625 |  | 53514018641 | 84 | LB | 21.25 | 11.75 | 14.75 | 12 Months | YES
284-0017 | E284 2F/230V/1Ph/cCSAus/W-O Plug | E284 2F/230V/1Ph/cCSAus/W-O Plug | https://www.zoellerpumps.com/en-us/products/sewage-pumps/commercial/280-series | EA | 1505 |  | 53514039431 | 84 | LB | 21.25 | 11.75 | 14.75 | 12 Months | YES
284-0018 | D284 2F/15'Cd/230V/1Ph/cCSAus | D284 2F/15'Cd/230V/1Ph/cCSAus/UL | https://www.zoellerpumps.com/en-us/products/sewage-pumps/commercial/280-series | EA | 1668 |  | 53514018665 | 85 | LB | 21.25 | 11.75 | 14.75 | 36 Months | YES
284-0020 | G284 2F/25'Cd/460V/3Ph/cCSAus | G284 2F/25'Cd/460V/3Ph/cCSAus/UL | https://www.zoellerpumps.com/en-us/products/sewage-pumps/commercial/280-series | EA | 1730 |  | 53514018672 | 86 | LB | 21.25 | 11.75 | 14.75 | 12 Months | YES
284-0021 | D284 2F/25'Cd/230V/1Ph/cCSAus | D284 2F/25'Cd/230V/1Ph/cCSAus/UL | https://www.zoellerpumps.com/en-us/products/sewage-pumps/commercial/280-series | EA | 1748 |  | 53514018689 | 87 | LB | 21.25 | 11.75 | 14.75 | 36 Months | YES
284-0022 | D284 2F/35'Cd/230V/1Ph/cCSAus | D284 2F/35'Cd/230V/1Ph/cCSAus/UL | https://www.zoellerpumps.com/en-us/products/sewage-pumps/commercial/280-series | EA | 1758 |  | 53514018696 | 90 | LB | 21.25 | 11.75 | 14.75 | 36 Months | YES
284-0024 | G284 2F/50'Cd/460V/3Ph/cCSAus | G284 2F/50'Cd/460V/3Ph/cCSAus/UL | https://www.zoellerpumps.com/en-us/products/sewage-pumps/commercial/280-series | EA | 1775 |  | 53514018719 | 93 | LB | 21.25 | 11.75 | 14.75 | 12 Months | YES
284-0025 | J284 2F/25'Cd/200-208V/3Ph/cCSAus | J284 2F/25'Cd/200-208V/3Ph/cCSAus/UL | https://www.zoellerpumps.com/en-us/products/sewage-pumps/commercial/280-series | EA | 1730 |  | 53514018726 | 86 | LB | 21.25 | 11.75 | 14.75 | 12 Months | YES
284-0026 | D284 2F/50'Cd/230V/1Ph/cCSAus | D284 2F/50'Cd/230V/1Ph/cCSAus/UL | https://www.zoellerpumps.com/en-us/products/sewage-pumps/commercial/280-series | EA | 1793 |  | 53514018733 | 94 | LB | 21.25 | 11.75 | 14.75 | 36 Months | YES
284-0027 | F284 2F/50'Cd/230V/3Ph/cCSAus | F284 2F/50'Cd/230V/3Ph/cCSAus/UL | https://www.zoellerpumps.com/en-us/products/sewage-pumps/commercial/280-series | EA | 1775 |  | 53514018740 | 93 | LB | 21.25 | 11.75 | 14.75 | 12 Months | YES
284-0028 | E284 2F/25'Cd/230V/1Ph/cCSAus | E284 2F/25'Cd/230V/1Ph/cCSAus/UL | https://www.zoellerpumps.com/en-us/products/sewage-pumps/commercial/280-series | EA | 1610 |  | 53514018757 | 86 | LB | 21.25 | 11.75 | 14.75 | 12 Months | YES
284-0029 | F284 2F/25'Cd/230V/3Ph/cCSAus | F284 2F/25'Cd/230V/3Ph/cCSAus/UL | https://www.zoellerpumps.com/en-us/products/sewage-pumps/commercial/280-series | EA | 1730 |  | 53514018764 | 86 | LB | 21.25 | 11.75 | 14.75 | 12 Months | YES
284-0031 | G284 2F/35'Cd/460V/3Ph/cCSAus | G284 2F/35'Cd/460V/3Ph/cCSAus/UL | https://www.zoellerpumps.com/en-us/products/sewage-pumps/commercial/280-series | EA | 1740 |  | 53514018788 | 89 | LB | 21.25 | 11.75 | 14.75 | 12 Months | YES
284-0032 | I284 2F/25'Cd/200-208V/1Ph/cCSAus | I284 2F/25'Cd/200-208V/1Ph/cCSAus | https://www.zoellerpumps.com/en-us/products/sewage-pumps/commercial/280-series | EA | 1655 |  | 53514018795 | 86 | LB | 21.25 | 11.75 | 14.75 | 12 Months | YES
284-0033 | E284 2F/35'Cd/230V/1Ph/cCSAus | E284 2F/35'Cd/230V/1Ph/cCSAus/UL | https://www.zoellerpumps.com/en-us/products/sewage-pumps/commercial/280-series | EA | 1620 |  | 53514018801 | 89 | LB | 21.25 | 11.75 | 14.75 | 12 Months | YES
284-0034 | H284 2F/50'Cd/200-208V/1Ph/cCSAus | H284 2F/50'Cd/200-208V/1Ph/cCSAus | https://www.zoellerpumps.com/en-us/products/sewage-pumps/commercial/280-series | EA | 1838 |  | 53514018818 | 94 | LB | 21.25 | 11.75 | 14.75 | 12 Months | YES
284-0036 | H284 2F/15'Cd/200-208V/1Ph/cCSAus | H284 2F/15'Cd/200-208V/1Ph/cCSAus | https://www.zoellerpumps.com/en-us/products/sewage-pumps/commercial/280-series | EA | 1713 |  | 53514031855 | 85 | LB | 21.25 | 11.75 | 14.75 | 12 Months | YES
284-0037 | BE284 2F/230V/1Ph/15'Pb/cCSAus | BE284 2F/230V/1Ph/15'Pb/cCSAus/UL | https://www.zoellerpumps.com/en-us/products/sewage-pumps/commercial/280-series | EA | 1548 |  | 53514040963 | 86 | LB | 21.25 | 11.75 | 14.75 | 12 Months | YES
284-0038 | I284 2F/50'Cd/200-208V/1Ph/cCSAus | I284 2F/50'Cd/200-208V/1Ph/cCSAus | https://www.zoellerpumps.com/en-us/products/sewage-pumps/commercial/280-series | EA | 1700 |  | 53514041373 | 93 | LB | 21.25 | 11.75 | 14.75 | 12 Months | YES
284-0039 | E284 2F/50'Cd/230V/1Ph/cCSAus | E284 2F/50'Cd/230V/1Ph/cCSAus/UL | https://www.zoellerpumps.com/en-us/products/sewage-pumps/commercial/280-series | EA | 1655 |  | 53514044343 | 92 | LB | 21.25 | 11.75 | 14.75 | 12 Months | YES
284-0043 | BE284 2F/25'Cd/230V/1Ph/20'Pb/cCSAus | BE284 2F/25'Cd/230V/1Ph/20'Pb/cCSAus/UL | https://www.zoellerpumps.com/en-us/products/sewage-pumps/commercial/280-series | EA | 1548 |  | 53514071530 | 88 | LB | 21.25 | 11.75 | 14.75 | 12 Months | YES
284-0048 | H284 2F/25'Cd/200-208V/1Ph/cCSAus | H284 2F/25'Cd/200-208V/1Ph/cCSAus | https://www.zoellerpumps.com/en-us/products/sewage-pumps/commercial/280-series | EA | 1793 |  | 53514096861 | 92 | LB | 21.25 | 11.75 | 14.75 | 12 Months | YES
284-0049 | J284 2F/35'Cd/200-208V/3Ph/cCSAus | J284 2F/35'Cd/200-208V/3Ph/cCSAus/UL | https://www.zoellerpumps.com/en-us/products/sewage-pumps/commercial/280-series | EA | 1740 |  | 53514098377 | 86 | LB | 21.25 | 11.75 | 14.75 | 12 Months | YES
284-0051 | I284 2F/35'Cd/200-208V/1Ph/cCSAus | I284 2F/35'Cd/200-208V/1Ph/cCSAus | https://www.zoellerpumps.com/en-us/products/sewage-pumps/commercial/280-series | EA | 1665 |  | 53514105006 | 86 | LB | 21.25 | 11.75 | 14.75 | 12 Months | YES
284-0052 | IX284 2F/200-208V/1Ph/Ex Pr | IX284 2F/200-208V/1Ph/Ex Pr/FM/CSA | https://www.zoellerpumps.com/en-us/products/sewage-pumps/commercial/280-series | EA | 3383 |  | 53514108656 | 127 | LB | 32 | 12 | 15 | 12 Months | NO
284-0053 | EX284 2F/230V/1Ph/Ex Pr | EX284 2F/230V/1Ph/Ex Pr/FM/CSA | https://www.zoellerpumps.com/en-us/products/sewage-pumps/commercial/280-series | EA | 3338 |  | 53514108663 | 127 | LB | 32 | 12 | 15 | 12 Months | NO
284-0054 | JX284 2F/200-208V/3Ph/Ex Pr | JX284 2F/200-208V/3Ph/Ex Pr/FM/CSA | https://www.zoellerpumps.com/en-us/products/sewage-pumps/commercial/280-series | EA | 3458 |  | 53514108670 | 127 | LB | 32 | 12 | 15 | 12 Months | NO
284-0055 | FX284 2F/230V/3Ph/Ex Pr | FX284 2F/230V/3Ph/Ex Pr/FM/CSA | https://www.zoellerpumps.com/en-us/products/sewage-pumps/commercial/280-series | EA | 3458 |  | 53514108687 | 127 | LB | 32 | 12 | 15 | 12 Months | NO
284-0056 | GX284 2F/460V/3Ph/Ex Pr | GX284 2F/460V/3Ph/Ex Pr/FM/CSA | https://www.zoellerpumps.com/en-us/products/sewage-pumps/commercial/280-series | EA | 3458 |  | 53514108694 | 127 | LB | 32 | 12 | 15 | 12 Months | NO
284-0059 | CF284 2F/230V/3Ph/Auto | CF284 2F/230V/3Ph/UL/Auto | https://www.zoellerpumps.com/en-us/products/sewage-pumps/commercial/280-series | EA | 2161 |  | 53514117016 | 84 | LB | 21.25 | 11.75 | 14.75 | 12 Months | YES
284-0060 | J284 2F/50'Cd/200-208V/3Ph/cCSAus | J284 2F/50'Cd/200-208V/3Ph/cCSAus/UL | https://www.zoellerpumps.com/en-us/products/sewage-pumps/commercial/280-series | EA | 1775 |  | 53514120597 | 92 | LB | 21.25 | 11.75 | 14.75 | 12 Months | YES
284-0061 | IX284 2F/35'Cd/200-208V/1Ph/Ex Pr | IX284 2F/35'Cd/200-208V/1Ph/Ex Pr/FM/CSA | https://www.zoellerpumps.com/en-us/products/sewage-pumps/commercial/280-series | EA | 3453 |  | 53514122133 | 129 | LB | 32 | 12 | 15 | 12 Months | NO
284-0064 | GX284 2F/35'Cd/460V/3Ph/Ex Pr | GX284 2F/35'Cd/460V/3Ph/Ex Pr/FM/CSA | https://www.zoellerpumps.com/en-us/products/sewage-pumps/commercial/280-series | EA | 3573 |  | 53514133047 | 130 | LB | 32 | 12 | 15 | 12 Months | NO
284-0066 | GX284 2F/50'Cd/460V/3Ph/Ex Pr | GX284 2F/50'Cd/460V/3Ph/Ex Pr/FM/CSA | https://www.zoellerpumps.com/en-us/products/sewage-pumps/commercial/280-series | EA | 3608 |  | 53514135126 | 131 | LB | 32 | 12 | 15 | 12 Months | NO
284-0068 | CF284 2F/25'Cd/230V/3Ph/Auto | CF284 2F/25'Cd/230V/3Ph/UL/Auto | https://www.zoellerpumps.com/en-us/products/sewage-pumps/commercial/280-series | EA | 2266 |  | 53514160029 | 85 | LB | 21.25 | 11.75 | 14.75 | 12 Months | YES
284-0069 | H284 2F/35'Cd/200-208V/1Ph/cCSAus | H284 2F/35'Cd/200-208V/1Ph/cCSAus | https://www.zoellerpumps.com/en-us/products/sewage-pumps/commercial/280-series | EA | 1803 |  | 53514163815 | 85 | LB | 21.25 | 11.75 | 14.75 | 12 Months | YES
284-0071 | IX284 2F/50'Cd/200-208V/1Ph/Ex Pr | IX284 2F/50'Cd/200-208V/1Ph/Ex Pr/FM/CSA | https://www.zoellerpumps.com/en-us/products/sewage-pumps/commercial/280-series | EA | 3533 |  | 53514191290 | 133 | LB | 32 | 12 | 15 | 12 Months | NO
284-0072 | GX284 2F/25'Cd/460V/3Ph/Ex Pr | GX284 2F/25'Cd/460V/3Ph/Ex Pr/FM/CSA | https://www.zoellerpumps.com/en-us/products/sewage-pumps/commercial/280-series | EA | 3563 |  | 53514207335 | 125 | LB | 32 | 12 | 15 | 12 Months | NO
284-0073 | EX284 2F/35'Cd/230V/1Ph/Ex Pr | EX284 2F/35'Cd/230V/1Ph/Ex Pr/FM/CSA | https://www.zoellerpumps.com/en-us/products/sewage-pumps/commercial/280-series | EA | 3453 |  | 53514207649 | 130 | LB | 32 | 12 | 15 | 12 Months | NO
284-0075 | DX284 2F/230V/1Ph/EX Pr | DX284 2F/230V/1Ph/EX Pr/FM/CSA | https://www.zoellerpumps.com/en-us/products/sewage-pumps/commercial/280-series | EA | 4432 |  | 53514236564 | 122 | LB | 32 | 12 | 15 | 12 Months | NO
284-0076 | HX284 2F/200-208V/1Ph/Ex Pr | HX284 2F/200-208V/1Ph/Ex Pr/FM/CSA | https://www.zoellerpumps.com/en-us/products/sewage-pumps/commercial/280-series | EA | 4477 |  | 53514236588 | 122 | LB | 32 | 12 | 15 | 12 Months | NO
284-0078 | IX284 2F/25'Cd/200-208V/1Ph/Ex Pr | IX284 2F/25'Cd/200-208V/1Ph/Ex Pr/FM/CSA | https://www.zoellerpumps.com/en-us/products/sewage-pumps/commercial/280-series | EA | 3488 |  | 53514242138 | 129 | LB | 32 | 12 | 15 | 12 Months | NO
284-0080 | EX284 2F/50'Cd/230V/1Ph/Ex Pr | EX284 2F/50'Cd/230V/1Ph/Ex Pr/FM/CSA | https://www.zoellerpumps.com/en-us/products/sewage-pumps/commercial/280-series | EA | 3488 |  | 53514255183 | 130 | LB | 32 | 12 | 15 | 12 Months | NO
284-0081 | FX284 2F/35'CD/230V/3Ph/Ex Pr | FX284 2F/35'CD/230V/3Ph/Ex Pr/FM/CSA | https://www.zoellerpumps.com/en-us/products/sewage-pumps/commercial/280-series | EA | 3573 |  | 53514256647 | 127 | LB | 32 | 12 | 15 | 12 Months | NO
284-0083 | BA284 2F/575V/3Ph/60Hz/1Hp/cCSAus | BA284 2F/575V/3Ph/60Hz/1Hp/cCSAus | https://www.zoellerpumps.com/en-us/products/sewage-pumps/commercial/280-series | EA | 1675 |  | 53514278694 | 84 | LB | 21.25 | 11.75 | 14.75 | 12 Months | YES
284-0085 | DX284 2F/50'Cd/230V/1Ph/EX Pr | DX284 2F/50'Cd/230V/1Ph/EX Pr/FM/CSA | https://www.zoellerpumps.com/en-us/products/sewage-pumps/commercial/280-series | EA | 4582 |  | 53514279677 | 124 | LB | 32 | 12 | 15 | 12 Months | NO
284-0087 | F284 2F/35'Cd/230V/3Ph/cCSAus | F284 2F/35'Cd/230V/3Ph/cCSAus/UL | https://www.zoellerpumps.com/en-us/products/sewage-pumps/commercial/280-series | EA | 1740 |  | 53514292898 | 89 | LB | 21.25 | 11.75 | 14.75 | 12 Months | YES
284-0089 | HX284 2F/50'Cd/200-208V/1Ph/Ex Pr | HX284 2F/50'Cd/200-208V/1Ph/Ex Pr/FM/CSA | https://www.zoellerpumps.com/en-us/products/sewage-pumps/commercial/280-series | EA | 4627 |  | 53514319359 | 124 | LB | 32 | 12 | 15 | 12 Months | NO
284-0091 | EX284 2F/25'Cd/230V/1Ph/Ex Pr | EX284 2F/25'Cd/230V/1Ph/Ex Pr/FM/CSA | https://www.zoellerpumps.com/en-us/products/sewage-pumps/commercial/280-series | EA | 3443 |  | 53514332624 | 128 | LB | 32 | 12 | 15 | 12 Months | NO
284-0092 | JX284 2F/50'Cd/200-208V/3Ph/Ex Pr | JX284 2F/50'Cd/200-208V/3Ph/Ex Pr/FM/CSA | https://www.zoellerpumps.com/en-us/products/sewage-pumps/commercial/280-series | EA | 3608 |  | 53514333768 | 131 | LB | 32 | 12 | 15 | 12 Months | NO
284-0093 | BA284 2F/25'Cd/575V/3Ph/60Hz/1Hp/cCSAus | BA284 2F/25'Cd/575V/3Ph/60Hz/1Hp/cCSAus | https://www.zoellerpumps.com/en-us/products/sewage-pumps/commercial/280-series | EA | 1780 |  | 53514362881 | 84 | LB | 21.25 | 11.75 | 14.75 | 12 Months | YES
284-0095 | BAX284 2F/50'Cd/575V/3Ph/Ex Pr | BAX284 2F/50'Cd/575V/3Ph/Ex Pr | https://www.zoellerpumps.com/en-us/products/sewage-pumps/commercial/280-series | EA | 3658 |  | 53514370886 | 127 | LB | 32 | 12 | 15 | 12 Months | NO
284-0096 | BA284 2F/35'Cd/575V/3Ph/60Hz/1Hp/cCSAus | BA284 2F/35'Cd/575V/3Ph/60Hz/1Hp/cCSAus | https://www.zoellerpumps.com/en-us/products/sewage-pumps/commercial/280-series | EA | 1790 |  | 53514373030 | 84 | LB | 21.25 | 11.75 | 14.75 | 12 Months | YES
284-0097 | BAX284 2F/25'Cd/575V/3Ph/Ex Pr | BAX284 2F/25'Cd/575V/3Ph/Ex Pr | https://www.zoellerpumps.com/en-us/products/sewage-pumps/commercial/280-series | EA | 3613 |  | 53514373818 | 127 | LB | 32 | 12 | 15 | 12 Months | NO
284-0098 | BA284 2F/50'Cd/575V/3Ph/60Hz/1Hp/cCSAus | BA284 2F/50'Cd/575V/3Ph/60Hz/1Hp/cCSAus | https://www.zoellerpumps.com/en-us/products/sewage-pumps/commercial/280-series | EA | 1825 |  | 53514393878 | 84 | LB | 21.25 | 11.75 | 14.75 | 12 Months | YES
284-0101 | JX284 2F/25'Cd/200-208V/3Ph/Ex Pr | JX284 2F/25'Cd/200-208V/3Ph/Ex Pr | https://www.zoellerpumps.com/en-us/products/sewage-pumps/commercial/280-series | EA | 3563 |  | 53514469399 | 127 | LB | 32 | 12 | 15 | 12 Months | NO
284-0104 | BAX284 2F/35'Cd/575V/3Ph/Ex Pr |  |  | EA | 3623 |  | 53514495831 | 127 | LB | 32 | 12 | 15 | 12 Months | NO
285-0003 | D185 2F/230V/1Ph/cCSAus/(185-0003) | D185 2F/230V/1Ph/cCSAus/UL/(185-0003) | https://www.zoellerpumps.com/en-us/products/sump-effluent-pumps/commercial/180-190-series | EA | 1819 |  | 53514018825 | 89 | LB | 21.25 | 11.75 | 14.75 | 36 Months | YES
285-0004 | E185 2F/230V/1Ph/cCSAus/(185-0004) | E185 2F/230V/1Ph/cCSAus/UL (185-0004) | https://www.zoellerpumps.com/en-us/products/sump-effluent-pumps/commercial/180-190-series | EA | 1676 |  | 53514018832 | 88 | LB | 21.25 | 11.75 | 14.75 | 12 Months | YES
285-0005 | G185 2F/460V/3Ph/cCSAus/(185-0005) | G185 2F/460V/3Ph/cCSAus/UL/(185-0005) | https://www.zoellerpumps.com/en-us/products/sump-effluent-pumps/commercial/180-190-series | EA | 1796 |  | 53514018849 | 88 | LB | 21.25 | 11.75 | 14.75 | 12 Months | YES
285-0006 | F185 2F/230V/3Ph/cCSAus/(185-0006) | F185 2F/230V/3Ph/cCSAus/UL/(185-0006) | https://www.zoellerpumps.com/en-us/products/sump-effluent-pumps/commercial/180-190-series | EA | 1796 |  | 53514018856 | 88 | LB | 21.25 | 11.75 | 14.75 | 12 Months | YES
285-0007 | I185 2F/200-208V/1Ph/(185-0007) | I185 2F/200-208V/1Ph/(185-0007) | https://www.zoellerpumps.com/en-us/products/sump-effluent-pumps/commercial/180-190-series | EA | 1721 |  | 53514018863 | 88 | LB | 21.25 | 11.75 | 14.75 | 12 Months | YES
285-0008 | J185 2F/200-208V/3Ph/cCSAus/(185-0008) | J185 2F/200-208V/3Ph/cCSAus/UL/(185-0008) | https://www.zoellerpumps.com/en-us/products/sump-effluent-pumps/commercial/180-190-series | EA | 1796 |  | 53514018870 | 88 | LB | 21.25 | 11.75 | 14.75 | 12 Months | YES
285-0009 | BA185 2F/575V/3Ph/cCSAus (185-0011) | BA185 2F/575V/3Ph/cCSAus (185-0011) | https://www.zoellerpumps.com/en-us/products/sump-effluent-pumps/commercial/180-190-series | EA | 1846 |  | 53514030650 | 88 | LB | 21.25 | 11.75 | 14.75 | 12 Months | YES
285-0010 | E185 2F/230V/1Ph/cCSAus/(185-0012) | E185 2F/230V/1Ph/cCSAus/(185-0012) | https://www.zoellerpumps.com/en-us/products/sump-effluent-pumps/commercial/180-190-series | EA | 1676 |  | 53514033361 | 88 | LB | 21.25 | 11.75 | 14.75 | 12 Months | YES
285-0011 | H185 2F/200-208V/1Ph/(185-0013) | H185 2F/200-208V/1Ph/(185-0013) | https://www.zoellerpumps.com/en-us/products/sump-effluent-pumps/commercial/180-190-series | EA | 1864 |  | 53514035280 | 89 | LB | 21.25 | 11.75 | 14.75 | 12 Months | YES
285-0012 | D185 2F/35'Cd/230V/1Ph/cCSAus/(185-0018) | D185 2F/35'Cd/230V/1Ph/cCSAus/UL/(185-0018) | https://www.zoellerpumps.com/en-us/products/sump-effluent-pumps/commercial/180-190-series | EA | 1934 |  | 53514071943 | 95 | LB | 21.25 | 11.75 | 14.75 | 36 Months | YES
285-0014 | E185 2F/25'Cd/230V/1Ph/cCSAus/(185-0023) | E185 2F/25'Cd/230V/1Ph/cCSAus/UL/(185-0023) | https://www.zoellerpumps.com/en-us/products/sump-effluent-pumps/commercial/180-190-series | EA | 1781 |  | 53514099190 | 89 | LB | 21.25 | 11.75 | 14.75 | 12 Months | YES
285-0015 | J185 2F/35'Cd/200-208V/3Ph/cCSAus/(185-0036) | J185 2F/35'Cd/200-208V/3Ph/cCSAus/UL/(185-0036) | https://www.zoellerpumps.com/en-us/products/sump-effluent-pumps/commercial/180-190-series | EA | 1911 |  | 53514164737 | 86 | LB | 21.25 | 11.75 | 14.75 | 12 Months | YES
285-0016 | I185 2F/50'Cd/200-208V/1Ph/(185-0039) | I185 2F/50'Cd/200-208V/1Ph/(185-0039) | https://www.zoellerpumps.com/en-us/products/sump-effluent-pumps/commercial/180-190-series | EA | 1871 |  | 53514192884 | 90 | LB | 21.25 | 11.75 | 14.75 | 12 Months | YES
285-0017 | J185 2F/25'Cd/200-208V/3Ph/cCSAus/(185-0045) | J185 2F/25'Cd/200-208V/3Ph/cCSAus/(185-0045) | https://www.zoellerpumps.com/en-us/products/sump-effluent-pumps/commercial/180-190-series | EA | 1901 |  | 53514257323 | 88 | LB | 21.25 | 11.75 | 14.75 | 12 Months | YES
285-0018 | G185 2F/50'Cd/460V/3Ph/cCSAus/(185-0030) | G185 2F/50'Cd/460V/3Ph/cCSAus/UL/(185-0030) | https://www.zoellerpumps.com/en-us/products/sump-effluent-pumps/commercial/180-190-series | EA | 1946 |  | 53514257767 | 88 | LB | 21.25 | 11.75 | 14.75 | 12 Months | YES
285-0020 | E185 2F/35'Cd/230V/1Ph/cCSAus/(185-0035) | E185 2F/35'Cd/230V/1Ph/cCSAus/UL/(185-0035) | https://www.zoellerpumps.com/en-us/products/sump-effluent-pumps/commercial/180-190-series | EA | 1791 |  | 53514363239 | 89 | LB | 21.25 | 11.75 | 14.75 | 12 Months | YES
285-0021 | F185 2F/50'Cd/230V/3Ph/cCSAus/(185-0054) | F185 2F/50'Cd/230V/3Ph/cCSAus/UL/(185-0054) | https://www.zoellerpumps.com/en-us/products/sump-effluent-pumps/commercial/180-190-series | EA | 1946 |  | 53514369545 | 88 | LB | 21.25 | 11.75 | 14.75 | 12 Months | YES
285-0022 | F185 2F35'Cd/230V/3Ph/cCSAus/(185-0055) | F185 2F35'Cd/230V/3Ph/cCSAus/UL/(185-0055) | https://www.zoellerpumps.com/en-us/products/sump-effluent-pumps/commercial/180-190-series | EA | 1911 |  | 53514372651 | 88 | LB | 21.25 | 11.75 | 14.75 | 12 Months | YES
285-0023 | I185 2F/35'Cd/200-208V/1Ph/(185-0039) | I185 2F/35'Cd/200-208V/1Ph/(185-0039) | https://www.zoellerpumps.com/en-us/products/sump-effluent-pumps/commercial/180-190-series | EA | 1836 |  | 53514375164 | 90 | LB | 21.25 | 11.75 | 14.75 | 12 Months | YES
285-0024 | E185 2F/50'Cd/230V/1Ph/cCSAus/(185-0031) | E185 2F/50'Cd/230V/1Ph/cCSAus/UL/(185-0031) | https://www.zoellerpumps.com/en-us/products/sump-effluent-pumps/commercial/180-190-series | EA | 1826 |  | 53514383145 | 89 | LB | 21.25 | 11.75 | 14.75 | 12 Months | YES
285-0025 | G185 2F/35'Cd/460V/3Ph/cCSAus/(185-0056) | G185 2F/35'Cd/460V/3Ph/cCSAus/UL/(185-0056) | https://www.zoellerpumps.com/en-us/products/sump-effluent-pumps/commercial/180-190-series | EA | 1911 |  | 53514407278 | 88 | LB | 21.25 | 11.75 | 14.75 | 12 Months | YES
286-0003 | D186 2F/230V/1Ph/cCSAus/(186-0003) | D186 2F/230V/1Ph/cCSAus/(186-0003) | https://www.zoellerpumps.com/en-us/products/sump-effluent-pumps/commercial/180-190-series | EA | 2046 |  | 53514026615 | 91 | LB | 21.25 | 11.75 | 14.75 | 36 Months | YES
286-0004 | E186 2F/230V/1Ph/CSA/(186-0004) | E186 2F/230V/1Ph/CSA/(186-0004) | https://www.zoellerpumps.com/en-us/products/sump-effluent-pumps/commercial/180-190-series | EA | 1889 |  | 53514026622 | 90 | LB | 21.25 | 11.75 | 14.75 | 12 Months | YES
286-0005 | F186 2F/230V/3Ph/cCSAus/(186-0005) | F186 2F/230V/3Ph/cCSAus/(186-0005) | https://www.zoellerpumps.com/en-us/products/sump-effluent-pumps/commercial/180-190-series | EA | 2009 |  | 53514026639 | 90 | LB | 21.25 | 11.75 | 14.75 | 12 Months | YES
286-0006 | G186 2F/460V/3Ph/cCSAus/(186-0006) | G186 2F/460V/3Ph/cCSAus/(186-0006) | https://www.zoellerpumps.com/en-us/products/sump-effluent-pumps/commercial/180-190-series | EA | 2009 |  | 53514026646 | 90 | LB | 21.25 | 11.75 | 14.75 | 12 Months | YES
286-0007 | H186 2F/200-208V/1Ph/cCSAus/(186-0007) | H186 2F/200-208V/1Ph/cCSAus/(186-0007) | https://www.zoellerpumps.com/en-us/products/sump-effluent-pumps/commercial/180-190-series | EA | 2091 |  | 53514026653 | 91 | LB | 21.25 | 11.75 | 14.75 | 12 Months | YES
286-0008 | I186 2F/200-208V/1Ph/cCSAus/(186-0008) | I186 2F/200-208V/1Ph/cCSAus/(186-0008) | https://www.zoellerpumps.com/en-us/products/sump-effluent-pumps/commercial/180-190-series | EA | 1934 |  | 53514026660 | 90 | LB | 21.25 | 11.75 | 14.75 | 12 Months | YES
286-0009 | J186 2F/200-208V/3Ph/cCSAus/(186-0009) | J186 2F/200-208V/3Ph/cCSAus/(186-0009) | https://www.zoellerpumps.com/en-us/products/sump-effluent-pumps/commercial/180-190-series | EA | 2009 |  | 53514026677 | 90 | LB | 21.25 | 11.75 | 14.75 | 12 Months | YES
286-0010 | BE186 2F/230V/1Ph/Pb20'/CSA/(186-0004) | BE186 2F/230V/1Ph/Pb20'/CSA/(186-0004) | https://www.zoellerpumps.com/en-us/products/sump-effluent-pumps/commercial/180-190-series | EA | 1972 |  | 53514063825 | 88 | LB | 21.25 | 11.75 | 14.75 | 12 Months | YES
286-0012 | GX186 2F/35'Cord/460V/3Ph/Ex Pr/(186-0025) | GX186 2F/35'Cord/460V/3Ph/Ex Pr/FM/CSA/(186-0025) | https://www.zoellerpumps.com/en-us/products/sump-effluent-pumps/commercial/180-190-series | EA | 3724 |  | 53514219413 | 127 | LB | 32 | 12 | 15 | 12 Months | NO
286-0013 | EX186 2F/230V/1Ph/Ex Pr/(186-0014) | EX186 2F/230V/1Ph/Ex Pr/FM/CSA/(186-0014) | https://www.zoellerpumps.com/en-us/products/sump-effluent-pumps/commercial/180-190-series | EA | 3489 |  | 53514227647 | 126 | LB | 32 | 12 | 15 | 12 Months | NO
286-0014 | GX186 2F/460V/3Ph/Ex Pr/(186-0017) | GX186 2F/460V/3Ph/Ex Pr/FM/CSA/(186-0017) | https://www.zoellerpumps.com/en-us/products/sump-effluent-pumps/commercial/180-190-series | EA | 3609 |  | 53514334321 | 126 | LB | 32 | 12 | 15 | 12 Months | NO
286-0015 | E186 2F/25'Cd/230V/1Ph/CSA/(186-0033) | E186 2F/25'Cd/230V/1Ph/CSA/(186-0033) | https://www.zoellerpumps.com/en-us/products/sump-effluent-pumps/commercial/180-190-series | EA | 1994 |  | 53514372477 | 90 | LB | 21.25 | 11.75 | 14.75 | 12 Months | YES
286-0016 | E186 2F/35'Cd/230V/1Ph/CSA/(186-0027) | E186 2F/35'Cd/230V/1Ph/CSA/(186-0027) | https://www.zoellerpumps.com/en-us/products/sump-effluent-pumps/commercial/180-190-series | EA | 2004 |  | 53514391720 | 90 | LB | 21.25 | 11.75 | 14.75 | 12 Months | YES
288-0003 | D188 2F/230V/1Ph/cCSAus/(188-0003) | D188 2F/230V/1Ph/cCSAus/UL/(188-0003) | https://www.zoellerpumps.com/en-us/products/sump-effluent-pumps/commercial/180-190-series | EA | 2045 |  | 53514018900 | 94 | LB | 21.25 | 11.75 | 14.75 | 36 Months | YES
288-0004 | E188 2F/230V/1Ph/CSA/(188-0004) | E188 2F/230V/1Ph/CSA/(188-0004) | https://www.zoellerpumps.com/en-us/products/sump-effluent-pumps/commercial/180-190-series | EA | 1889 |  | 53514018917 | 93 | LB | 21.25 | 11.75 | 14.75 | 12 Months | YES
288-0005 | G188 2F/460V/3Ph/cCSAus/(188-0006) | G188 2F/460V/3Ph/cCSAus/UL/(188-0006) | https://www.zoellerpumps.com/en-us/products/sump-effluent-pumps/commercial/180-190-series | EA | 2009 |  | 53514018924 | 93 | LB | 21.25 | 11.75 | 14.75 | 12 Months | YES
288-0007 | D188 2F/25'Cd/230V/1Ph/cCSAus/(188-0011) | D188 2F/25'Cd/230V/1Ph/cCSAus/UL/(188-0011) | https://www.zoellerpumps.com/en-us/products/sump-effluent-pumps/commercial/180-190-series | EA | 2150 |  | 53514026233 | 96 | LB | 21.25 | 11.75 | 14.75 | 36 Months | YES
288-0009 | D188 2F/50'Cd/230V/1Ph/cCSAus/(188-0014) | D188 2F/50'Cd/230V/1Ph/cCSAus/UL/(188-0014) | https://www.zoellerpumps.com/en-us/products/sump-effluent-pumps/commercial/180-190-series | EA | 2195 |  | 53514030162 | 103 | LB | 21.25 | 11.75 | 14.75 | 36 Months | YES
288-0010 | BA188 2F/575V/3Ph/cCSAus (188-0015) | BA188 2F/575V/3Ph/cCSAus (188-0015) | https://www.zoellerpumps.com/en-us/products/sump-effluent-pumps/commercial/180-190-series | EA | 2059 |  | 53514030667 | 93 | LB | 21.25 | 11.75 | 14.75 | 12 Months | YES
288-0011 | E188 2F/230V/1Ph/CSA/(188-0017) | E188 2F/230V/1Ph/CSA/(188-0017) | https://www.zoellerpumps.com/en-us/products/sump-effluent-pumps/commercial/180-190-series | EA | 1889 |  | 53514033378 | 93 | LB | 21.25 | 11.75 | 14.75 | 12 Months | YES
288-0012 | F188 2F/230V/3Ph/cCSAus/(188-0005) | F188 2F/230V/3Ph/cCSAus/UL/(188-0005) | https://www.zoellerpumps.com/en-us/products/sump-effluent-pumps/commercial/180-190-series | EA | 2009 |  | 53514036461 | 93 | LB | 21.25 | 11.75 | 14.75 | 12 Months | YES
288-0013 | I188 2F/200-208V/1Ph/cCSAus/(188-0007) | I188 2F/200-208V/1Ph/cCSAus/(188-0007) | https://www.zoellerpumps.com/en-us/products/sump-effluent-pumps/commercial/180-190-series | EA | 1934 |  | 53514038502 | 93 | LB | 21.25 | 11.75 | 14.75 | 12 Months | YES
288-0014 | J188 2F/200-208V/3Ph/cCSAus/(188-0008) | J188 2F/200-208V/3Ph/cCSAus/UL/(188-0008) | https://www.zoellerpumps.com/en-us/products/sump-effluent-pumps/commercial/180-190-series | EA | 2009 |  | 53514048365 | 93 | LB | 21.25 | 11.75 | 14.75 | 12 Months | YES
288-0015 | E188 2F/35'Cd/230V/1Ph/CSA/(188-0026) | E188 2F/35'Cd/230V/1Ph/CSA/(188-0026) | https://www.zoellerpumps.com/en-us/products/sump-effluent-pumps/commercial/180-190-series | EA | 2004 |  | 53514048761 | 102 | LB | 21.25 | 11.75 | 14.75 | 12 Months | YES
288-0016 | F188 2F/35'Cd/230V/3Ph/cCSAus/(188-0022) | F188 2F/35'Cd/230V/3Ph/cCSAus/UL/(188-0022) | https://www.zoellerpumps.com/en-us/products/sump-effluent-pumps/commercial/180-190-series | EA | 2124 |  | 53514062934 | 98 | LB | 21.25 | 11.75 | 14.75 | 12 Months | YES
288-0017 | BE188 2F/230V/1Ph/Pb20'/cCSAus/(188-0004) | BE188 2F/230V/1Ph/Pb20'/cCSAus/(188-0004) | https://www.zoellerpumps.com/en-us/products/sump-effluent-pumps/commercial/180-190-series | EA | 1968 |  | 53514071509 | 95 | LB | 21.25 | 11.75 | 14.75 | 12 Months | YES
288-0020 | G188 2F/25'Cd/460V/3Ph/cCSAus/(188-0037) | G188 2F/25'Cd/460V/3Ph/cCSAus/UL/(188-0037) | https://www.zoellerpumps.com/en-us/products/sump-effluent-pumps/commercial/180-190-series | EA | 2114 |  | 53514124748 | 95 | LB | 21.25 | 11.75 | 14.75 | 12 Months | YES
288-0021 | H188 2F/200-208V/1Ph/cCSAus/(188-0019) | H188 2F/200-208V/1Ph/cCSAus/(188-0019) | https://www.zoellerpumps.com/en-us/products/sump-effluent-pumps/commercial/180-190-series | EA | 2090 |  | 53514131678 | 90 | LB | 21.25 | 11.75 | 14.75 | 12 Months | YES
288-0022 | E188 2F/50'Cd/230V/1Ph/CSA/(188-0035) | E188 2F/50'Cd/230V/1Ph/CSA/(188-0035) | https://www.zoellerpumps.com/en-us/products/sump-effluent-pumps/commercial/180-190-series | EA | 2039 |  | 53514134051 | 99 | LB | 21.25 | 11.75 | 14.75 | 12 Months | YES
288-0023 | I188 2F/50'Cd/200-208V/1Ph/cCSAus/(188-0033) | I188 2F/50'Cd/200-208V/1Ph/cCSAus/(188-0033) | https://www.zoellerpumps.com/en-us/products/sump-effluent-pumps/commercial/180-190-series | EA | 2084 |  | 53514140564 | 93 | LB | 21.25 | 11.75 | 14.75 | 12 Months | YES
288-0024 | I188 2F/25'Cd/200-208V/1Ph/cCSAus/(188-0025) | I188 2F/25'Cd/200-208V/1Ph/cCSAus/(188-0025) | https://www.zoellerpumps.com/en-us/products/sump-effluent-pumps/commercial/180-190-series | EA | 2039 |  | 53514144852 | 90 | LB | 21.25 | 11.75 | 14.75 | 12 Months | YES
288-0027 | I188 2F/35'Cd/200-208V/1Ph/cCSAus/(188-0046) | I188 2F/35'Cd/200-208V/1Ph/cCSAus/(188-0046) | https://www.zoellerpumps.com/en-us/products/sump-effluent-pumps/commercial/180-190-series | EA | 2049 |  | 53514193942 | 93 | LB | 21.25 | 11.75 | 14.75 | 12 Months | YES
288-0028 | EX188 2F/230V/1Ph/Ex Pr/(188-0028) | EX188 2F/230V/1Ph/Ex Pr/FM/CSA/(188-0028) | https://www.zoellerpumps.com/en-us/products/sump-effluent-pumps/commercial/180-190-series | EA | 3500 |  | 53514211974 | 128 | LB | 32 | 12 | 15 | 12 Months | NO
288-0029 | J188 2F/50'Cd/200-208V/3Ph/cCSAus/(188-0041) | J188 2F/50'Cd/200-208V/3Ph/cCSAus/UL/(188-0041) | https://www.zoellerpumps.com/en-us/products/sump-effluent-pumps/commercial/180-190-series | EA | 2159 |  | 53514232191 | 96 | LB | 21.25 | 11.75 | 14.75 | 12 Months | YES
288-0030 | G188 2F/50'Cd/460V/3Ph/cCSAus/(188-0051) | G188 2F/50'Cd/460V/3Ph/cCSAus/UL/(188-0051) | https://www.zoellerpumps.com/en-us/products/sump-effluent-pumps/commercial/180-190-series | EA | 2159 |  | 53514282110 | 94 | LB | 21.25 | 11.75 | 14.75 | 12 Months | YES
288-0031 | JX188 2F/200-208V/3Ph/Ex Pr/(188-0029) | JX188 2F/200-208V/3Ph/Ex Pr/FM/CSA/(188-0029) | https://www.zoellerpumps.com/en-us/products/sump-effluent-pumps/commercial/180-190-series | EA | 3620 |  | 53514290276 | 128 | LB | 32 | 12 | 15 | 12 Months | NO
288-0032 | G188 2F/35'Cd/460V/3Ph/cCSAus/(188-0010) | G188 2F/35'Cd/460V/3Ph/cCSAus/UL/(188-0010) | https://www.zoellerpumps.com/en-us/products/sump-effluent-pumps/commercial/180-190-series | EA | 2124 |  | 53514336035 | 96 | LB | 21.25 | 11.75 | 14.75 | 12 Months | YES
288-0033 | GX188 2F/460V/3Ph/Ex Pr/(188-0031) | GX188 2F/460V/3Ph/Ex Pr/ FM/CSA/(188-0031) | https://www.zoellerpumps.com/en-us/products/sump-effluent-pumps/commercial/180-190-series | EA | 3620 |  | 53514352943 | 128 | LB | 32 | 12 | 15 | 12 Months | NO
288-0035 | JX188 2F/50'Cd/200-208V/3Ph/Ex Pr/(188-0048) | JX188 2F/50'Cd/200-208V/3Ph/Ex Pr/FM/CSA/(188-0048) | https://www.zoellerpumps.com/en-us/products/sump-effluent-pumps/commercial/180-190-series | EA | 3770 |  | 53514367299 | 128 | LB | 32 | 12 | 15 | 12 Months | NO
288-0036 | EX188 2F/35'Cd/230V/1Ph/Ex Pr/(188-0060) | EX188 2F/35'Cd/230V/1Ph/Ex Pr/FM/CSA/(188-0060) | https://www.zoellerpumps.com/en-us/products/sump-effluent-pumps/commercial/180-190-series | EA | 3735 |  | 53514367824 | 128 | LB | 32 | 12 | 15 | 12 Months | NO
288-0037 | GX188 2F/35'Cd/460V/3Ph/Ex Pr/(188-0040) | GX188 2F/35'Cd/460V/3Ph/Ex Pr/FM/CSA/(188-0040) | https://www.zoellerpumps.com/en-us/products/sump-effluent-pumps/commercial/180-190-series | EA | 3735 |  | 53514367909 | 129 | LB | 32 | 12 | 15 | 12 Months | NO
288-0038 | IX188 2F/50'Cd/200-208V/1Ph/Ex Pr/(188-0061) | IX188 2F/50'Cd/200-208V/1Ph/Ex Pr/FM/CSA/(188-0061) | https://www.zoellerpumps.com/en-us/products/sump-effluent-pumps/commercial/180-190-series | EA | 3695 |  | 53514375140 | 128 | LB | 32 | 12 | 15 | 12 Months | NO
288-0039 | J188 2F/35'Cd/200-208V/3Ph/cCSAus/(188-0054) | J188 2F/35'Cd/200-208V/3Ph/cCSAus/UL/(188-0054) | https://www.zoellerpumps.com/en-us/products/sump-effluent-pumps/commercial/180-190-series | EA | 2124 |  | 53514385484 | 96 | LB | 21.25 | 11.75 | 14.75 | 12 Months | YES
288-0040 | D188 2F/35'Cd/230V/1Ph/cCSAus/(188-0036) | D188 2F/35'Cd/230V/1Ph/cCSAus/(188-0036) | https://www.zoellerpumps.com/en-us/products/sump-effluent-pumps/commercial/180-190-series | EA | 2160 |  | 53514474409 | 98 | LB | 21.25 | 11.75 | 14.75 | 36 Months | YES
289-0003 | D189 2F/230V/1Ph/CSA/(189-0003) | D189 2F/230V/1Ph/CSA/(189-0003) | https://www.zoellerpumps.com/en-us/products/sump-effluent-pumps/commercial/180-190-series | EA | 2130 |  | 53514018948 | 94 | LB | 21.25 | 11.75 | 14.75 | 36 Months | YES
289-0004 | E189 2F/230V/1Ph/CSA/(189-0004) | E189 2F/230V/1Ph/CSA/(189-0004) | https://www.zoellerpumps.com/en-us/products/sump-effluent-pumps/commercial/180-190-series | EA | 1993 |  | 53514018955 | 93 | LB | 21.25 | 11.75 | 14.75 | 12 Months | YES
289-0006 | D189 2F/50'Cd/230V/1Ph/CSA/(189-0007) | D189 2F/50'Cd/230V/1Ph/CSA/(189-0007) | https://www.zoellerpumps.com/en-us/products/sump-effluent-pumps/commercial/180-190-series | EA | 2280 |  | 53514018979 | 103 | LB | 21.25 | 11.75 | 14.75 | 36 Months | YES
289-0007 | F189 2F/230V/3Ph/cCSAus/(189-0008) | F189 2F/230V/3Ph/cCSAus/UL/(189-0008) | https://www.zoellerpumps.com/en-us/products/sump-effluent-pumps/commercial/180-190-series | EA | 2113 |  | 53514018986 | 93 | LB | 21.25 | 11.75 | 14.75 | 12 Months | YES
289-0008 | G189 2F/460V/3Ph/cCSAus/(189-0009) | G189 2F/460V/3Ph/cCSAus/UL/(189-0009) | https://www.zoellerpumps.com/en-us/products/sump-effluent-pumps/commercial/180-190-series | EA | 2113 |  | 53514018993 | 93 | LB | 21.25 | 11.75 | 14.75 | 12 Months | YES
289-0009 | J189 2F/200-208V/3Ph/cCSAus/(189-0010) | J189 2F/200-208V/3Ph/cCSAus/UL/(189-0010) | https://www.zoellerpumps.com/en-us/products/sump-effluent-pumps/commercial/180-190-series | EA | 2113 |  | 53514019006 | 93 | LB | 21.25 | 11.75 | 14.75 | 12 Months | YES
289-0010 | H189 2F/200-208V/1Ph/cCSAus/(189-0011) | H189 2F/200-208V/1Ph/cCSAus/(189-0011) | https://www.zoellerpumps.com/en-us/products/sump-effluent-pumps/commercial/180-190-series | EA | 2175 |  | 53514019013 | 93 | LB | 21.25 | 11.75 | 14.75 | 12 Months | YES
289-0011 | I189 2F/200-208V/1Ph/cCSAus/(189-0012) | I189 2F/200-208V/1Ph/cCSAus/(189-0012) | https://www.zoellerpumps.com/en-us/products/sump-effluent-pumps/commercial/180-190-series | EA | 2038 |  | 53514019020 | 93 | LB | 21.25 | 11.75 | 14.75 | 12 Months | YES
289-0013 | BA189 2F/575V/3Ph/cCSAus (189-0017) | BA189 2F/575V/3Ph/cCSAus (189-0017) | https://www.zoellerpumps.com/en-us/products/sump-effluent-pumps/commercial/180-190-series | EA | 2163 |  | 53514030674 | 93 | LB | 21.25 | 11.75 | 14.75 | 12 Months | YES
289-0014 | E189 2F/230V/1Ph/CSA/(189-0018) | E189 2F/230V/1Ph/CSA/(189-0018) | https://www.zoellerpumps.com/en-us/products/sump-effluent-pumps/commercial/180-190-series | EA | 1993 |  | 53514033385 | 93 | LB | 21.25 | 11.75 | 14.75 | 12 Months | YES
289-0015 | E189 2F/25'Cd/230V/1Ph/CSA/(189-0016) | E189 2F/25'Cd/230V/1Ph/CSA/(189-0016) | https://www.zoellerpumps.com/en-us/products/sump-effluent-pumps/commercial/180-190-series | EA | 2098 |  | 53514043339 | 93 | LB | 21.25 | 11.75 | 14.75 | 12 Months | YES
289-0017 | G189 2F/50'Cd/460V/3Ph/cCSAus/(189-0024) | G189 2F/50'Cd/460V/3Ph/cCSAus/UL/(189-0024) | https://www.zoellerpumps.com/en-us/products/sump-effluent-pumps/commercial/180-190-series | EA | 2263 |  | 53514082086 | 101 | LB | 21.25 | 11.75 | 14.75 | 12 Months | YES
289-0018 | WD189 2F/230V/1Ph/(189-0027) | WD189 2F/230V/1Ph/(189-0027) | https://www.zoellerpumps.com/en-us/products/sump-effluent-pumps/commercial/180-190-series | EA | 2187 |  | 53514089986 | 95 | LB | 21.25 | 11.75 | 14.75 | 12 Months | YES
289-0022 | D189 2F/25'Cd/230V/1Ph/CSA/(189-0040) | D189 2F/25'Cd/230V/1Ph/CSA/(189-0040) | https://www.zoellerpumps.com/en-us/products/sump-effluent-pumps/commercial/180-190-series | EA | 2235 |  | 53514128661 | 99 | LB | 21.25 | 11.75 | 14.75 | 36 Months | YES
289-0023 | GX189 2F/50'Cd/460V/3Ph/Ex Pr/(189-0041) | GX189 2F/50'Cd/460V/3Ph/Ex Pr/FM/CSA/(189-0041) | https://www.zoellerpumps.com/en-us/products/sump-effluent-pumps/commercial/180-190-series | EA | 3880 |  | 53514137748 | 127 | LB | 21.25 | 11.75 | 14.75 | 12 Months | NO
289-0024 | WD189 2F/50'Cd/230V/1Ph/(189-0042) | WD189 2F/50'Cd/230V/1Ph/(189-0042) | https://www.zoellerpumps.com/en-us/products/sump-effluent-pumps/commercial/180-190-series | EA | 2337 |  | 53514151843 | 101 | LB | 21.25 | 11.75 | 14.75 | 12 Months | YES
289-0025 | I189 2F/50'Cd/200-208V/1Ph/cCSAus/(189-0045) | I189 2F/50'Cd/200-208V/1Ph/cCSAus/(189-0045) | https://www.zoellerpumps.com/en-us/products/sump-effluent-pumps/commercial/180-190-series | EA | 2188 |  | 53514192983 | 98 | LB | 21.25 | 11.75 | 14.75 | 12 Months | YES
289-0027 | GX189 2F/460V/3Ph/Ex Pr/(189-0034) | GX189 2F/460V/3Ph/Ex Pr/FM/CSA/(189-0034) | https://www.zoellerpumps.com/en-us/products/sump-effluent-pumps/commercial/180-190-series | EA | 3730 |  | 53514200268 | 129 | LB | 32 | 12 | 15 | 12 Months | NO
289-0028 | D189 2F/35'Cd/230V/1Ph/CSA/(189-0049) | D189 2F/35'Cd/230V/1Ph/CSA/(189-0049) | https://www.zoellerpumps.com/en-us/products/sump-effluent-pumps/commercial/180-190-series | EA | 2245 |  | 53514260583 | 101 | LB | 21.25 | 11.75 | 14.75 | 36 Months | YES
289-0029 | G189 2F/35'Cd/460V/3Ph/cCSAus/(189-0044) | G189 2F/35'Cd/460V/3Ph/cCSAus/UL/(189-0044) | https://www.zoellerpumps.com/en-us/products/sump-effluent-pumps/commercial/180-190-series | EA | 2228 |  | 53514287511 | 100 | LB | 21.25 | 11.75 | 14.75 | 12 Months | YES
289-0030 | DX189 2F/230V/1Ph/Ex Pr/(189-0047) | DX189 2F/230V/1Ph/Ex Pr/FM/CSA/(189-0047) | https://www.zoellerpumps.com/en-us/products/sump-effluent-pumps/commercial/180-190-series | EA | 4795 |  | 53514331047 | 129 | LB | 32 | 12 | 15 | 12 Months | NO
289-0031 | J189 2F/50'Cd/200-208V/3Ph/cCSAus/(189-0056) | J189 2F/50'Cd/200-208V/3Ph/cCSAus/UL/(189-0056) | https://www.zoellerpumps.com/en-us/products/sump-effluent-pumps/commercial/180-190-series | EA | 2263 |  | 53514343682 | 93 | LB | 21.25 | 11.75 | 14.75 | 12 Months | YES
289-0032 | G189 2F/25'Cd/460V/3Ph/cCSAus/(189-0051) | G189 2F/25'Cd/460V/3Ph/cCSAus/UL/(189-0051) | https://www.zoellerpumps.com/en-us/products/sump-effluent-pumps/commercial/180-190-series | EA | 2218 |  | 53514354602 | 100 | LB | 21.25 | 11.75 | 14.75 | 12 Months | YES
289-0033 | IX189 2F/50'Cd/200-208V/1Ph/Ex Pr/(189-0061) | IX189 2F/50'Cd/200-208V/1Ph/Ex Pr/FM/CSA/(189-0061) | https://www.zoellerpumps.com/en-us/products/sump-effluent-pumps/commercial/180-190-series | EA | 3805 |  | 53514387341 | 126 | LB | 32 | 12 | 15 | 12 Months | NO
291-0004 | E191 2F/230V/1Ph/(191-0004) | E191 2F/230V/1Ph/(191-0004) | https://www.zoellerpumps.com/en-us/products/sump-effluent-pumps/commercial/180-190-series | EA | 2057 |  | 53514062804 | 92 | LB | 21.25 | 11.75 | 14.75 | 12 Months | YES
291-0006 | E191 2F/25'Cd/230V/1Ph/(191-0006) | E191 2F/25'Cd/230V/1Ph/(191-0006) | https://www.zoellerpumps.com/en-us/products/sump-effluent-pumps/commercial/180-190-series | EA | 2162 |  | 53514099411 | 93 | LB | 21.25 | 11.75 | 14.75 | 12 Months | YES
291-0008 | EX191 2F/50'Cd/230V/1Ph/Ex Pr/(191-0013) | EX191 2F/50'Cd/230V/1Ph/Ex Pr/FM/CSA/(191-0013) | https://www.zoellerpumps.com/en-us/products/sump-effluent-pumps/commercial/180-190-series | EA | 3742 |  | 53514331764 | 131 | LB | 32 | 12 | 15 | 12 Months | NO
291-0009 | EX191 2F/35'Cd/230V/1Ph/Ex Pr/(191-0014) | EX191 2F/35'Cd/230V/1Ph/Ex Pr/FM/CSA/(191-0014) | https://www.zoellerpumps.com/en-us/products/sump-effluent-pumps/commercial/180-190-series | EA | 3707 |  | 53514364687 | 131 | LB | 32 | 12 | 15 | 12 Months | NO
291-0010 | E191 2F/50'Cd/230V/1Ph/(191-0008) | E191 2F/50'Cd/230V/1Ph/(191-0008) | https://www.zoellerpumps.com/en-us/products/sump-effluent-pumps/commercial/180-190-series | EA | 2207 |  | 53514475123 | 93 | LB | 21.25 | 11.75 | 14.75 | 12 Months | YES
292-0001 | M292 2F/115V/1Ph/cCSAus | M292 2F/115V/1Ph/cCSAus/UL | https://www.zoellerpumps.com/en-us/products/sewage-pumps/commercial/290-series | EA | 1538 |  | 53514019044 | 89 | LB | 21.25 | 11.75 | 14.75 | 12 Months | YES
292-0002 | N292 2F/115V/1Ph/CSA | N292 2F/115V/1Ph/CSA | https://www.zoellerpumps.com/en-us/products/sewage-pumps/commercial/290-series | EA | 1386 |  | 53514019051 | 88 | LB | 21.25 | 11.75 | 14.75 | 12 Months | YES
292-0003 | D292 2F/230V/1Ph/cCSAus | D292 2F/230V/1Ph/cCSAus | https://www.zoellerpumps.com/en-us/products/sewage-pumps/commercial/290-series | EA | 1614 |  | 53514353230 | 88 | LB | 21.25 | 11.75 | 14.75 | 36 Months | YES
292-0004 | E292 2F/230V/1Ph/cCSAus | E292 2F/230V/1Ph/cCSAus | https://www.zoellerpumps.com/en-us/products/sewage-pumps/commercial/290-series | EA | 1468 |  | 53514353247 | 88 | LB | 21.25 | 11.75 | 14.75 | 12 Months | YES
292-0006 | M292 2F/25'Cd/115V/1Ph/cCSAus | M292 2F/25'Cd/115V/1Ph/cCSAus/UL | https://www.zoellerpumps.com/en-us/products/sewage-pumps/commercial/290-series | EA | 1643 |  | 53514019075 | 91 | LB | 21.25 | 11.75 | 14.75 | 12 Months | YES
292-0007 | N292 2F/50'Cd/115V/1Ph/CSA | N292 2F/50'Cd/115V/1Ph/CSA | https://www.zoellerpumps.com/en-us/products/sewage-pumps/commercial/290-series | EA | 1536 |  | 53514019082 | 97 | LB | 21.25 | 11.75 | 14.75 | 12 Months | YES
292-0008 | M292 2F/50'Cd/115V/1Ph/cCSAus | M292 2F/50'Cd/115V/1Ph/cCSAus/UL | https://www.zoellerpumps.com/en-us/products/sewage-pumps/commercial/290-series | EA | 1688 |  | 53514019099 | 98 | LB | 21.25 | 11.75 | 14.75 | 12 Months | YES
292-0009 | N292 2F/25'Cd/115V/1Ph/CSA | N292 2F/25'Cd/115V/1Ph/CSA | https://www.zoellerpumps.com/en-us/products/sewage-pumps/commercial/290-series | EA | 1491 |  | 53514025298 | 90 | LB | 21.25 | 11.75 | 14.75 | 12 Months | YES
292-0010 | N292 2F/35'Cd/115V/1Ph/CSA | N292 2F/35'Cd/115V/1Ph/CSA | https://www.zoellerpumps.com/en-us/products/sewage-pumps/commercial/290-series | EA | 1501 |  | 53514028022 | 90 | LB | 21.25 | 11.75 | 14.75 | 12 Months | YES
292-0013 | M292 2F/35'Cd/115V/1Ph/cCSAus | M292 2F/35'Cd/115V/1Ph/cCSAus/UL | https://www.zoellerpumps.com/en-us/products/sewage-pumps/commercial/290-series | EA | 1653 |  | 53514038441 | 94 | LB | 21.25 | 11.75 | 14.75 | 12 Months | YES
292-0014 | BN292 2F/115V/1Ph/Pb20'/cCSAus | BN292 2F/115V/1Ph/Pb20'/cCSAus Pump | https://www.zoellerpumps.com/en-us/products/sewage-pumps/commercial/290-series | EA | 1441 |  | 53514041281 | 90 | LB | 21.25 | 11.75 | 14.75 | 12 Months | YES
292-0020 | NX292 2F/115V/1Ph/Ex Pr | NX292 2F/115V/1Ph/Ex Pr/FM/CSA | https://www.zoellerpumps.com/en-us/products/sewage-pumps/commercial/290-series | EA | 3160 |  | 53514108755 | 121 | LB | 32 | 12 | 15 | 12 Months | YES
292-0022 | NX292 2F/50'Cd/115V/1Ph/Ex Pr | NX292 2F/50'Cd/115V/1Ph/Ex Pr/FM/CSA | https://www.zoellerpumps.com/en-us/products/sewage-pumps/commercial/290-series | EA | 3310 |  | 53514145651 | 130 | LB | 32 | 12 | 15 | 12 Months | YES
292-0023 | NX292 2F/25'Cd/115V/1Ph/Ex Pr | NX292 2F/25'Cd/115V/1Ph/Ex Pr/FM/CSA | https://www.zoellerpumps.com/en-us/products/sewage-pumps/commercial/290-series | EA | 3265 |  | 53514205492 | 127 | LB | 32 | 12 | 15 | 12 Months | YES
292-0024 | BN292 2F/25'Cd/115V/1Ph/Pb25'/cCSAus | BN292 2F/25'Cd/115V/1Ph/Pb25'/cCSAus | https://www.zoellerpumps.com/en-us/products/sewage-pumps/commercial/290-series | EA | 1546 |  | 53514208400 | 91 | LB | 21.25 | 11.75 | 14.75 | 12 Months | YES
292-0025 | MX292 2F/115V/1Ph/Ex Pr | MX292 2F/115V/1Ph/Ex Pr/FM/CSA | https://www.zoellerpumps.com/en-us/products/sewage-pumps/commercial/290-series | EA | 4074 |  | 53514236601 | 123 | LB | 32 | 12 | 15 | 12 Months | NO
292-0031 | BA292 2F/575V/3Ph/CSA | BA292 2F/575V/3Ph/CSA | https://www.zoellerpumps.com/en-us/products/sewage-pumps/commercial/290-series | EA | 1638 |  | 53514272050 | 88 | LB | 21.25 | 11.75 | 14.75 | 12 Months | YES
292-0035 | MX292 2F/50'Cd/115V/1Ph/Ex Pr | MX292 2F/50'Cd/115V/1Ph/Ex Pr/FM/CSA | https://www.zoellerpumps.com/en-us/products/sewage-pumps/commercial/290-series | EA | 4224 |  | 53514313180 | 123 | LB | 32 | 12 | 15 | 12 Months | NO
292-0040 | MX292 2F/25'Cd/115V/1Ph/Ex Pr | MX292 2F/25'Cd/115V/1Ph/Ex Pr/FM/CSA | https://www.zoellerpumps.com/en-us/products/sewage-pumps/commercial/290-series | EA | 4179 |  | 53514319724 | 123 | LB | 32 | 12 | 15 | 12 Months | NO
292-0043 | J292 2F/200-208V/3Ph/cCSAus | J292 2F/200-208V/3Ph/cCSAus | https://www.zoellerpumps.com/en-us/products/sewage-pumps/commercial/290-series | EA | 1588 |  | 53514341732 | 88 | LB | 21.25 | 11.75 | 14.75 | 12 Months | YES
292-0044 | F292 2F/230V/3Ph/cCSAus | F292 2F/230V/3Ph/cCSAus | https://www.zoellerpumps.com/en-us/products/sewage-pumps/commercial/290-series | EA | 1588 |  | 53514341756 | 88 | LB | 21.25 | 11.75 | 14.75 | 12 Months | YES
292-0045 | G292 2F/460V/3Ph/cCSAus | G292 2F/460V/3Ph/cCSAus | https://www.zoellerpumps.com/en-us/products/sewage-pumps/commercial/290-series | EA | 1588 |  | 53514341770 | 88 | LB | 21.25 | 11.75 | 14.75 | 12 Months | YES
292-0046 | H292 2F/200V/1Ph/cCSAus | H292 2F/200V/1Ph/cCSAus | https://www.zoellerpumps.com/en-us/products/sewage-pumps/commercial/290-series | EA | 1659 |  | 53514347116 | 88 | LB | 21.25 | 11.75 | 14.75 | 12 Months | YES
292-0047 | I292 2F/200V/1Ph/cCSAus | I292 2F/200V/1Ph/cCSAus | https://www.zoellerpumps.com/en-us/products/sewage-pumps/commercial/290-series | EA | 1513 |  | 53514347130 | 88 | LB | 21.25 | 11.75 | 14.75 | 12 Months | YES
292-0048 | DX292 2F/230V/1Ph/Ex Pr | DX292 2F/230V/1Ph/Ex Pr/FM/CSA | https://www.zoellerpumps.com/en-us/products/sewage-pumps/commercial/290-series | EA | 4128 |  | 53514347727 | 121 | LB | 32 | 12 | 15 | 12 Months | NO
292-0049 | EX292 2F/230V/1Ph/Ex Pr | EX292 2F/230V/1Ph/Ex Pr/FM/CSA | https://www.zoellerpumps.com/en-us/products/sewage-pumps/commercial/290-series | EA | 3129 |  | 53514347741 | 121 | LB | 32 | 12 | 15 | 12 Months | NO
292-0050 | HX292 2F/200-208V/1Ph/Ex Pr | HX292 2F/200-208V/1Ph/Ex Pr/FM/CSA | https://www.zoellerpumps.com/en-us/products/sewage-pumps/commercial/290-series | EA | 4173 |  | 53514347765 | 123 | LB | 32 | 12 | 15 | 12 Months | NO
292-0051 | IX292 2F/200-208V/1Ph/Ex Pr | IX292 2F/200-208V/1Ph/Ex Pr/FM/CSA | https://www.zoellerpumps.com/en-us/products/sewage-pumps/commercial/290-series | EA | 3174 |  | 53514347789 | 123 | LB | 32 | 12 | 15 | 12 Months | NO
292-0052 | JX292 2F/200-208V/3Ph/Ex Pr | JX292 2F/200-208V/3Ph/Ex Pr/FM/CSA | https://www.zoellerpumps.com/en-us/products/sewage-pumps/commercial/290-series | EA | 3299 |  | 53514347802 | 123 | LB | 32 | 12 | 15 | 12 Months | NO
292-0053 | FX292 2F/230V/3Ph/Ex Pr | FX292 2F/230V/3Ph/Ex Pr/FM/CSA | https://www.zoellerpumps.com/en-us/products/sewage-pumps/commercial/290-series | EA | 3299 |  | 53514347826 | 123 | LB | 32 | 12 | 15 | 12 Months | NO
292-0054 | GX292 2F/460V/3Ph/Ex Pr | GX292 2F/460V/3Ph/Ex Pr/FM/CSA | https://www.zoellerpumps.com/en-us/products/sewage-pumps/commercial/290-series | EA | 3299 |  | 53514347840 | 123 | LB | 32 | 12 | 15 | 12 Months | NO
292-0055 | E292 2F/50'Cd/230V/1Ph/cCSAus | E292 2F/50'Cd/230V/1Ph/cCSAus | https://www.zoellerpumps.com/en-us/products/sewage-pumps/commercial/290-series | EA | 1618 |  | 53514359812 | 88 | LB | 21.25 | 11.75 | 14.75 | 12 Months | YES
292-0056 | G292 2F/50'Cd/460V/3Ph/cCSAus | G292 2F/50'Cd/460V/3Ph/cCSAus | https://www.zoellerpumps.com/en-us/products/sewage-pumps/commercial/290-series | EA | 1738 |  | 53514361907 | 88 | LB | 21.25 | 11.75 | 14.75 | 12 Months | YES
292-0057 | J292 2F/35'Cd/200-208V/3Ph/cCSAus | J292 2F/35'Cd/200-208V/3Ph/cCSAus | https://www.zoellerpumps.com/en-us/products/sewage-pumps/commercial/290-series | EA | 1753 |  | 53514355982 | 88 | LB | 21.25 | 11.75 | 14.75 | 12 Months | YES
292-0058 | J292 2F/50'Cd/200-208V/3Ph/cCSAus | J292 2F/50'Cd/200-208V/3Ph/cCSAus | https://www.zoellerpumps.com/en-us/products/sewage-pumps/commercial/290-series | EA | 1738 |  | 53514362348 | 88 | LB | 21.25 | 11.75 | 14.75 | 12 Months | YES
292-0059 | IX292 2F/50'Cd/200-208V/1Ph/Ex Pr | IX292 2F/50'Cd/200-208V/1Ph/Ex Pr/FM/CSA | https://www.zoellerpumps.com/en-us/products/sewage-pumps/commercial/290-series | EA | 3324 |  | 53514364175 | 123 | LB | 32 | 12 | 15 | 12 Months | NO
292-0060 | G292 2F/25'Cd/460V/3Ph/cCSAus | G292 2F/25'Cd/460V/3Ph/cCSAus | https://www.zoellerpumps.com/en-us/products/sewage-pumps/commercial/290-series | EA | 1693 |  | 53514365608 | 88 | LB | 21.25 | 11.75 | 14.75 | 12 Months | YES
292-0061 | G292 2F/35'Cd/460V/3Ph/cCSAus | G292 2F/35'Cd/460V/3Ph/cCSAus | https://www.zoellerpumps.com/en-us/products/sewage-pumps/commercial/290-series | EA | 1703 |  | 53514365646 | 88 | LB | 21.25 | 11.75 | 14.75 | 12 Months | YES
292-0063 | F292 25' Cd/2F/230V/3Ph/cCSAus | F292 25' Cd/2F/230V/3Ph/cCSAus | https://www.zoellerpumps.com/en-us/products/sewage-pumps/commercial/290-series | EA | 1693 |  | 53514367060 | 88 | LB | 21.25 | 11.75 | 14.75 | 12 Months | YES
292-0064 | GX292 2F/35'Cd/460V/3Ph/Ex Pr | GX292 2F/35'Cd/460V/3Ph/Ex Pr/FM/CSA | https://www.zoellerpumps.com/en-us/products/sewage-pumps/commercial/290-series | EA | 3414 |  | 53514367213 | 123 | LB | 32 | 12 | 15 | 12 Months | NO
292-0065 | I292 2F/50'Cd/200V/1Ph/cCSAus | I292 2F/50'Cd/200V/1Ph/cCSAus | https://www.zoellerpumps.com/en-us/products/sewage-pumps/commercial/290-series | EA | 1663 |  | 53514367985 | 88 | LB | 21.25 | 11.75 | 14.75 | 12 Months | YES
292-0066 | J292 2F/25'Cd/200-208V/3Ph/cCSAus | J292 2F/25'Cd/200-208V/3Ph/cCSAus | https://www.zoellerpumps.com/en-us/products/sewage-pumps/commercial/290-series | EA | 1693 |  | 53514368654 | 88 | LB | 21.25 | 11.75 | 14.75 | 12 Months | YES
292-0067 | E292 2F/35'Cd/230V/1Ph/cCSAus | E292 2F/35'Cd/230V/1Ph/cCSAus | https://www.zoellerpumps.com/en-us/products/sewage-pumps/commercial/290-series | EA | 1583 |  | 53514370442 | 88 | LB | 21.25 | 11.75 | 14.75 | 12 Months | YES
292-0069 | NX292 2F/35'Cd//115V/1Ph/Ex Pr | NX292 2F/35'Cd//115V/1Ph/Ex Pr/FM/CSA | https://www.zoellerpumps.com/en-us/products/sewage-pumps/commercial/290-series | EA | 3275 |  | 53514379629 | 121 | LB | 32 | 12 | 15 | 12 Months | YES
292-0070 | BA292 50'Cd/2F/575V/3Ph/CSA | BA292 50'Cd/2F/575V/3Ph/CSA | https://www.zoellerpumps.com/en-us/products/sewage-pumps/commercial/290-series | EA | 1788 |  | 53514380441 | 88 | LB | 21.25 | 11.75 | 14.75 | 12 Months | YES
292-0071 | JX292 2F/50'Cd/200-208V/3Ph/Ex Pr | JX292 2F/50'Cd/200-208V/3Ph/Ex Pr/FM/CSA | https://www.zoellerpumps.com/en-us/products/sewage-pumps/commercial/290-series | EA | 3399 |  | 53514387907 | 123 | LB | 32 | 12 | 15 | 12 Months | NO
292-0072 | H292 2F/35'Cd/200V/1Ph/cCSAus | H292 2F/35'Cd/200V/1Ph/cCSAus | https://www.zoellerpumps.com/en-us/products/sewage-pumps/commercial/290-series | EA | 1774 |  | 53514388492 | 88 | LB | 21.25 | 11.75 | 14.75 | 12 Months | YES
292-0073 | H292 2F/50'Cd/200V/1Ph/cCSAus | H292 2F/50'Cd/200V/1Ph/cCSAus | https://www.zoellerpumps.com/en-us/products/sewage-pumps/commercial/290-series | EA | 1809 |  | 53514410896 | 88 | LB | 21.25 | 11.75 | 14.75 | 12 Months | YES
292-0074 | BAX292 2F/50'CD/575V/3Ph/Ex Pr | BAX292 2F/50'CD/575V/3Ph/Ex Pr | https://www.zoellerpumps.com/en-us/products/sewage-pumps/commercial/290-series | EA | 3449 |  | 53514416539 | 121 | LB | 32 | 12 | 15 | 12 Months | NO
292-0075 | BN292 2F/35'Cd/115V/1Ph/Pb35'/cCSAus Pump | BN292 2F/35'Cd/115V/1Ph/Pb35'/cCSAus Pump | https://www.zoellerpumps.com/en-us/products/sewage-pumps/commercial/290-series | EA | 1556 |  | 53514426927 | 90 | LB | 21.25 | 11.75 | 14.75 | 12 Months | YES
292-0076 | MX292 2F/35'Cd/115V/1Ph/Ex Pr | MX292 2F/35'Cd/115V/1Ph/Ex Pr/FM/CSA | https://www.zoellerpumps.com/en-us/products/sewage-pumps/commercial/290-series | EA | 4189 |  | 53514431914 | 123 | LB | 32 | 12 | 15 | 12 Months | NO
292-0077 | F292 2F/50'Cd/230V/3Ph/cCSAus | F292 2F/50'Cd/230V/3Ph/cCSAus | https://www.zoellerpumps.com/en-us/products/sewage-pumps/commercial/290-series | EA | 1738 |  | 53514438630 | 88 | LB | 21.25 | 11.75 | 14.75 | 12 Months | YES
292-0078 | E292 2F/25'Cd/230V/1Ph/cCSAus | E292 2F/25'Cd/230V/1Ph/cCSAus | https://www.zoellerpumps.com/en-us/products/sewage-pumps/commercial/290-series | EA | 1573 |  | 53514446444 | 88 | LB | 21.25 | 11.75 | 14.75 | 12 Months | YES
292-0080 | NX292 2F/115V/1Ph/Ex Pr/Bronze Impeller | NX292 2F/115V/1Ph/Ex Pr/Bronze Impeller | https://www.zoellerpumps.com/en-us/products/sewage-pumps/commercial/290-series | EA | 3300 |  | 53514453701 | 121 | LB | 32 | 12 | 15 | 12 Months | YES
292-0081 | M292 2F/115V/1Ph/cCSAus/Bronze Impeller | M292 2F/115V/1Ph/cCSAus/UL/Bronze Impeller | https://www.zoellerpumps.com/en-us/products/sewage-pumps/commercial/290-series | EA | 1678 |  | 53514454609 | 89 | LB | 21.25 | 11.75 | 14.75 | 12 Months | YES
292-0082 | N292 2F/115V/1Ph/CSA/Bronze Impeller | N292 2F/115V/1Ph/CSA/Bronze Impeller | https://www.zoellerpumps.com/en-us/products/sewage-pumps/commercial/290-series | EA | 1526 |  | 53514454623 | 88 | LB | 21.25 | 11.75 | 14.75 | 12 Months | YES
292-0083 | GX292 2F/50'Cd/460V/3Ph/Ex Pr | GX292 2F/50'Cd/460V/3Ph/Ex Pr | https://www.zoellerpumps.com/en-us/products/sewage-pumps/commercial/290-series | EA | 3399 |  | 53514467708 | 123 | LB | 32 | 12 | 15 | 12 Months | NO
292-0084 | D292 2F/25'Cd/230V/1Ph/cCSAus | D292 2F/25'Cd/230V/1Ph/cCSAus | https://www.zoellerpumps.com/en-us/products/sewage-pumps/commercial/290-series | EA | 1719 |  | 53514470258 | 88 | LB | 21.25 | 11.75 | 14.75 | 36 Months | YES
292-0085 | I292 2F/35'Cd/200V/1Ph/cCSAus | I292 2F/35'Cd/200V/1Ph/cCSAus | https://www.zoellerpumps.com/en-us/products/sewage-pumps/commercial/290-series | EA | 1774 |  | 53514471187 | 88 | LB | 21.25 | 11.75 | 14.75 | 12 Months | YES
292-0087 | BN292 2F/115V/1Ph/Pb20'/cCSAus/Bronze Impeller | BN292 2F/115V/1Ph/Pb20'/cCSAus/Bronze Impeller | https://www.zoellerpumps.com/en-us/products/sewage-pumps/commercial/290-series | EA | 1581 |  | 53514477172 | 91 | LB | 21.25 | 11.75 | 14.75 | 12 Months | YES
292-0089 | G292 2F/460V/3Ph/cCSAus/Bronze Impeller | G292 2F/460V/3Ph/cCSAus/Bronze Impeller | https://www.zoellerpumps.com/en-us/products/sewage-pumps/commercial/290-series | EA | 1728 |  | 53514484118 | 88 | LB | 21.25 | 11.75 | 14.75 | 12 Months | YES
292-0090 | HX292 2F/35'Cd/200-208V/1Ph/Ex Pr |  |  | EA | 4243 |  | 53514487430 | 123 | LB | 32 | 12 | 15 | 12 Months | NO
292-0091 | BAX292 2F/35'CD/575V/3Ph/Ex Pr |  |  | EA | 3414 |  | 53514488857 | 121 | LB | 32 | 12 | 15 | 12 Months | NO
293-0003 | D293 2F/230V/1Ph/cCSAus | D293 2F/230V/1Ph/cCSAus/UL | https://www.zoellerpumps.com/en-us/products/sewage-pumps/commercial/290-series | EA | 1702 |  | 53514019105 | 90 | LB | 21.25 | 11.75 | 14.75 | 36 Months | YES
293-0004 | E293 2F/230V/1Ph/cCSAus | E293 2F/230V/1Ph/cCSAus/UL | https://www.zoellerpumps.com/en-us/products/sewage-pumps/commercial/290-series | EA | 1543 |  | 53514019112 | 89 | LB | 21.25 | 11.75 | 14.75 | 12 Months | YES
293-0006 | J293 2F/200-208V/3Ph/cCSAus | J293 2F/200-208V/3Ph/cCSAus/UL | https://www.zoellerpumps.com/en-us/products/sewage-pumps/commercial/290-series | EA | 1663 |  | 53514019129 | 89 | LB | 21.25 | 11.75 | 14.75 | 12 Months | YES
293-0009 | I293 2F/200-208V/1Ph/cCSAus | I293 2F/200-208V/1Ph/cCSAus | https://www.zoellerpumps.com/en-us/products/sewage-pumps/commercial/290-series | EA | 1588 |  | 53514019136 | 89 | LB | 21.25 | 11.75 | 14.75 | 12 Months | YES
293-0011 | F293 2F/230V/3Ph/cCSAus | F293 2F/230V/3Ph/cCSAus/UL | https://www.zoellerpumps.com/en-us/products/sewage-pumps/commercial/290-series | EA | 1663 |  | 53514019143 | 89 | LB | 21.25 | 11.75 | 14.75 | 12 Months | YES
293-0014 | G293 2F/460V/3Ph/cCSAus | G293 2F/460V/3Ph/cCSAus/UL | https://www.zoellerpumps.com/en-us/products/sewage-pumps/commercial/290-series | EA | 1663 |  | 53514019150 | 89 | LB | 21.25 | 11.75 | 14.75 | 12 Months | YES
293-0016 | H293 2F/200-208V/1Ph/cCSAus | H293 2F/200-208V/1Ph/cCSAus | https://www.zoellerpumps.com/en-us/products/sewage-pumps/commercial/290-series | EA | 1747 |  | 53514019174 | 90 | LB | 21.25 | 11.75 | 14.75 | 12 Months | YES
293-0017 | D293 2F/50'Cd/230V/1Ph/cCSAus | D293 2F/50'Cd/230V/1Ph/cCSAus/UL | https://www.zoellerpumps.com/en-us/products/sewage-pumps/commercial/290-series | EA | 1852 |  | 53514019181 | 99 | LB | 21.25 | 11.75 | 14.75 | 36 Months | YES
293-0018 | D293 2F/25'Cd/230V/1Ph/cCSAus | D293 2F/25'Cd/230V/1Ph/cCSAus/UL | https://www.zoellerpumps.com/en-us/products/sewage-pumps/commercial/290-series | EA | 1807 |  | 53514019198 | 92 | LB | 21.25 | 11.75 | 14.75 | 36 Months | YES
293-0019 | F293 2F/25'Cd/230V/3Ph/cCSAus | F293 2F/25'Cd/230V/3Ph/cCSAus/UL | https://www.zoellerpumps.com/en-us/products/sewage-pumps/commercial/290-series | EA | 1768 |  | 53514019204 | 91 | LB | 21.25 | 11.75 | 14.75 | 12 Months | YES
293-0020 | D293 2F/35'Cd/230V/1Ph/cCSAus | D293 2F/35'Cd/230V/1Ph/cCSAus/UL | https://www.zoellerpumps.com/en-us/products/sewage-pumps/commercial/290-series | EA | 1817 |  | 53514019211 | 95 | LB | 21.25 | 11.75 | 14.75 | 36 Months | YES
293-0021 | E293 2F/50'Cd/230V/1Ph/cCSAus | E293 2F/50'Cd/230V/1Ph/cCSAus/UL | https://www.zoellerpumps.com/en-us/products/sewage-pumps/commercial/290-series | EA | 1693 |  | 53514019228 | 98 | LB | 21.25 | 11.75 | 14.75 | 12 Months | YES
293-0023 | E293 2F/230V/1Ph/cCSAus | E293 2F/230V/1Ph/cCSAus | https://www.zoellerpumps.com/en-us/products/sewage-pumps/commercial/290-series | EA | 1543 |  | 53514019242 | 89 | LB | 21.25 | 11.75 | 14.75 | 12 Months | YES
293-0025 | E293 2F/25'Cd/230V/1Ph/cCSAus | E293 2F/25'Cd/230V/1Ph/cCSAus/UL | https://www.zoellerpumps.com/en-us/products/sewage-pumps/commercial/290-series | EA | 1648 |  | 53514019266 | 91 | LB | 21.25 | 11.75 | 14.75 | 12 Months | YES
293-0026 | E293 2F/35'Cd/230V/1Ph/cCSAus | E293 2F/35'Cd/230V/1Ph/cCSAus/UL | https://www.zoellerpumps.com/en-us/products/sewage-pumps/commercial/290-series | EA | 1658 |  | 53514028343 | 94 | LB | 21.25 | 11.75 | 14.75 | 12 Months | YES
293-0027 | BA293 2F/575V/3Ph/cCSAus | BA293 2F/575V/3Ph/cCSAus | https://www.zoellerpumps.com/en-us/products/sewage-pumps/commercial/290-series | EA | 1713 |  | 53514029715 | 89 | LB | 21.25 | 11.75 | 14.75 | 12 Months | YES
293-0029 | BE293 2F/230V/1Ph/Pb20'/cCSAus | BE293 2F/230V/1Ph/Pb20'/cCSAus/UL | https://www.zoellerpumps.com/en-us/products/sewage-pumps/commercial/290-series | EA | 1586 |  | 53514041298 | 91 | LB | 21.25 | 11.75 | 14.75 | 12 Months | YES
293-0030 | G293 2F/35'Cd/460V/3Ph/cCSAus | G293 2F/35'Cd/460V/3Ph/cCSAus/UL | https://www.zoellerpumps.com/en-us/products/sewage-pumps/commercial/290-series | EA | 1778 |  | 53514045050 | 94 | LB | 21.25 | 11.75 | 14.75 | 12 Months | YES
293-0031 | G293 2F/25'Cd/460V/3Ph/cCSAus | G293 2F/25'Cd/460V/3Ph/cCSAus/UL | https://www.zoellerpumps.com/en-us/products/sewage-pumps/commercial/290-series | EA | 1768 |  | 53514054298 | 90 | LB | 21.25 | 11.75 | 14.75 | 12 Months | YES
293-0032 | I293 2F/25'Cd/200-208V/1Ph/cCSAus | I293 2F/25'Cd/200-208V/1Ph/cCSAus | https://www.zoellerpumps.com/en-us/products/sewage-pumps/commercial/290-series | EA | 1588 |  | 53514060947 | 91 | LB | 21.25 | 11.75 | 14.75 | 12 Months | YES
293-0037 | BA293/2F/35'Cd/575V/3Ph/cCSAus | BA293/2F/35'Cd/575V/3Ph/cCSAus | https://www.zoellerpumps.com/en-us/products/sewage-pumps/commercial/290-series | EA | 1828 |  | 53514076573 | 89 | LB | 21.25 | 11.75 | 14.75 | 12 Months | YES
293-0046 | IX293 2F/200-208V/1Ph/Ex Pr | IX293 2F/200-208V/1Ph/Ex Pr/FM/CSA | https://www.zoellerpumps.com/en-us/products/sewage-pumps/commercial/290-series | EA | 3326 |  | 53514108823 | 121 | LB | 32 | 12 | 15 | 12 Months | NO
293-0047 | EX293 2F/230V/1Ph/Ex Pr | EX293 2F/230V/1Ph/Ex Pr/FM//CSA | https://www.zoellerpumps.com/en-us/products/sewage-pumps/commercial/290-series | EA | 3281 |  | 53514108830 | 121 | LB | 32 | 12 | 15 | 12 Months | NO
293-0048 | JX293 2F/200-208V/3Ph/Ex Pr | JX293 2F/200-208V/3Ph/Ex Pr/FM/CSA | https://www.zoellerpumps.com/en-us/products/sewage-pumps/commercial/290-series | EA | 3401 |  | 53514108847 | 121 | LB | 32 | 12 | 15 | 12 Months | NO
293-0049 | FX293 2F/230V/3Ph/Ex Pr | FX293 2F/230V/3Ph/Ex Pr/FM/CSA | https://www.zoellerpumps.com/en-us/products/sewage-pumps/commercial/290-series | EA | 3451 |  | 53514108854 | 121 | LB | 32 | 12 | 15 | 12 Months | NO
293-0050 | GX293 2F/460V/3Ph/Ex Pr | GX293 2F/460V/3Ph/Ex Pr/FM/CSA | https://www.zoellerpumps.com/en-us/products/sewage-pumps/commercial/290-series | EA | 3401 |  | 53514108861 | 121 | LB | 32 | 12 | 15 | 12 Months | NO
293-0051 | BAX293 2F/575V/3Ph/Ex Pr | BAX293 2F/575V/3Ph/Ex Pr | https://www.zoellerpumps.com/en-us/products/sewage-pumps/commercial/290-series | EA | 3451 |  | 53514108878 | 121 | LB | 32 | 12 | 15 | 12 Months | NO
293-0053 | I293 2F/35'Cd/200-208V/1Ph/cCSAus | I293 2F/35'Cd/200-208V/1Ph/cCSAus | https://www.zoellerpumps.com/en-us/products/sewage-pumps/commercial/290-series | EA | 1703 |  | 53514132941 | 93 | LB | 21.25 | 11.75 | 14.75 | 12 Months | YES
293-0054 | J293 2F/35'Cd/200-208V/3Ph/cCSAus | J293 2F/35'Cd/200-208V/3Ph/cCSAus/UL | https://www.zoellerpumps.com/en-us/products/sewage-pumps/commercial/290-series | EA | 1778 |  | 53514134044 | 94 | LB | 21.25 | 11.75 | 14.75 | 12 Months | YES
293-0055 | BE293 2F/25'Cd/230V/1Ph/Pb25'/cCSAus | BE293 2F/25'Cd/230V/1Ph/Pb25'/cCSAus/UL | https://www.zoellerpumps.com/en-us/products/sewage-pumps/commercial/290-series | EA | 1691 |  | 53514154066 | 92 | LB | 21.25 | 11.75 | 14.75 | 12 Months | YES
293-0056 | G293 2F/50'Cd/460V/3Ph/cCSAus | G293 2F/50'Cd/460V/3Ph/cCSAus/UL | https://www.zoellerpumps.com/en-us/products/sewage-pumps/commercial/290-series | EA | 1813 |  | 53514155438 | 93 | LB | 21.25 | 11.75 | 14.75 | 12 Months | YES
293-0058 | I293 2F/50'Cd/200-208V/1Ph/cCSAus | I293 2F/50'Cd/200-208V/1Ph/cCSAus | https://www.zoellerpumps.com/en-us/products/sewage-pumps/commercial/290-series | EA | 1738 |  | 53514158712 | 93 | LB | 21.25 | 11.75 | 14.75 | 12 Months | YES
293-0059 | J293 2F/50'Cd/200-208V/3Ph/cCSAus | J293 2F/50'Cd/200-208V/3Ph/cCSAus/UL | https://www.zoellerpumps.com/en-us/products/sewage-pumps/commercial/290-series | EA | 1813 |  | 53514162382 | 94 | LB | 21.25 | 11.75 | 14.75 | 12 Months | YES
293-0060 | GX293 2F/35'Cd/460V/3Ph/Ex Pr | GX293 2F/35'Cd/460V/3Ph/Ex Pr/FM/CSA | https://www.zoellerpumps.com/en-us/products/sewage-pumps/commercial/290-series | EA | 3516 |  | 53514164263 | 121 | LB | 32 | 12 | 15 | 12 Months | NO
293-0061 | JX293 2F/50'Cd/200-208V/3Ph/Ex Pr | JX293 2F/50'Cd/200-208V/3Ph/Ex Pr/FM/CSA | https://www.zoellerpumps.com/en-us/products/sewage-pumps/commercial/290-series | EA | 3551 |  | 53514174231 | 124 | LB | 32 | 12 | 15 | 12 Months | NO
293-0062 | J293 2F/25'Cd/200-208V/3Ph/cCSAus | J293 2F/25'Cd/200-208V/3Ph/cCSAus/UL | https://www.zoellerpumps.com/en-us/products/sewage-pumps/commercial/290-series | EA | 1768 |  | 53514176020 | 94 | LB | 21.25 | 11.75 | 14.75 | 12 Months | YES
293-0063 | IX293 2F/50'Cd/200-208V/1Ph/Ex Pr | IX293 2F/50'Cd/200-208V/1Ph/Ex Pr/FM/CSA | https://www.zoellerpumps.com/en-us/products/sewage-pumps/commercial/290-series | EA | 3476 |  | 53514195472 | 129 | LB | 32 | 12 | 15 | 12 Months | NO
293-0064 | H293 2F/50'Cd/200-208V/1Ph/cCSAus | H293 2F/50'Cd/200-208V/1Ph/cCSAus | https://www.zoellerpumps.com/en-us/products/sewage-pumps/commercial/290-series | EA | 1897 |  | 53514201555 | 92 | LB | 21.25 | 11.75 | 14.75 | 12 Months | YES
293-0065 | FX293 2F/35'Cd/230V/3Ph/Ex Pr | FX293 2F/35'Cd/230V/3Ph/Ex Pr/FM/CSA | https://www.zoellerpumps.com/en-us/products/sewage-pumps/commercial/290-series | EA | 3516 |  | 53514202859 | 121 | LB | 32 | 12 | 15 | 12 Months | NO
293-0066 | DX293 2F/230V/1Ph/EX Pr | DX293 2F/230V/1Ph/EX Pr/FM/CSA | https://www.zoellerpumps.com/en-us/products/sewage-pumps/commercial/290-series | EA | 4193 |  | 53514236625 | 123 | LB | 32 | 12 | 15 | 12 Months | NO
293-0067 | EX293 2F/50'Cord/230V/1Ph/Ex Pr | EX293 2F/50'Cord/230V/1Ph/Ex Pr/FM/CSA/ | https://www.zoellerpumps.com/en-us/products/sewage-pumps/commercial/290-series | EA | 3431 |  | 53514216122 | 121 | LB | 32 | 12 | 15 | 12 Months | NO
293-0068 | JX293 2F/35'Cd/200-208V/3Ph/Ex Pr | JX293 2F/35'Cd/200-208V/3Ph/Ex Pr/FM/CSA | https://www.zoellerpumps.com/en-us/products/sewage-pumps/commercial/290-series | EA | 3516 |  | 53514213565 | 119 | LB | 32 | 12 | 15 | 12 Months | NO
293-0071 | F293 2F/35'Cd/230V/3Ph/cCSAus | F293 2F/35'Cd/230V/3Ph/cCSAus/UL | https://www.zoellerpumps.com/en-us/products/sewage-pumps/commercial/290-series | EA | 1778 |  | 53514232139 | 91 | LB | 21.25 | 11.75 | 14.75 | 12 Months | YES
293-0074 | H293 2F/35'Cd/200-208V/1Ph/cCSAus | H293 2F/35'Cd/200-208V/1Ph/cCSAus | https://www.zoellerpumps.com/en-us/products/sewage-pumps/commercial/290-series | EA | 1862 |  | 53514265328 | 92 | LB | 21.25 | 11.75 | 14.75 | 12 Months | YES
293-0076 | GX293 2F/50'Cd/460V/3Ph/Ex Pr | GX293 2F/50'Cd/460V/3Ph/Ex Pr/FM/CSA | https://www.zoellerpumps.com/en-us/products/sewage-pumps/commercial/290-series | EA | 3551 |  | 53514304072 | 125 | LB | 32 | 12 | 15 | 12 Months | NO
293-0077 | JX293 2F/25'Cd/200-208V/3Ph/Ex Pr | JX293 2F/25'Cd/200-208V/3Ph/Ex Pr/FM/CSA | https://www.zoellerpumps.com/en-us/products/sewage-pumps/commercial/290-series | EA | 3506 |  | 53514307530 | 119 | LB | 32 | 12 | 15 | 12 Months | NO
293-0085 | BA293/2F/25'Cd/575V/3Ph/cCSAus | BA293/2F/25'Cd/575V/3Ph/cCSAus | https://www.zoellerpumps.com/en-us/products/sewage-pumps/commercial/290-series | EA | 1818 |  | 53514362898 | 89 | LB | 21.25 | 11.75 | 14.75 | 12 Months | YES
293-0086 | EX293 2F/35'Cord/230V/1Ph/Ex Pr | EX293 2F/35'Cord/230V/1Ph/Ex Pr/FM/CSA/ | https://www.zoellerpumps.com/en-us/products/sewage-pumps/commercial/290-series | EA | 3396 |  | 53514377892 | 121 | LB | 32 | 12 | 15 | 12 Months | NO
293-0087 | IX293 2F/35'Cd/200-208V/1Ph/Ex Pr | IX293 2F/35'Cd/200-208V/1Ph/Ex Pr/FM/CSA | https://www.zoellerpumps.com/en-us/products/sewage-pumps/commercial/290-series | EA | 3441 |  | 53514384555 | 129 | LB | 32 | 12 | 15 | 12 Months | NO
293-0089 | BAX293 2F/50'Cd/575V/3Ph/Ex Pr | BAX293 2F/50'Cd/575V/3Ph/Ex Pr | https://www.zoellerpumps.com/en-us/products/sewage-pumps/commercial/290-series | EA | 3601 |  | 53514416485 | 121 | LB | 32 | 12 | 15 | 12 Months | NO
293-0090 | FX293 2F/50'Cd/230V/3Ph/Ex Pr | FX293 2F/50'Cd/230V/3Ph/Ex Pr/FM/CSA | https://www.zoellerpumps.com/en-us/products/sewage-pumps/commercial/290-series | EA | 3551 |  | 53514426101 | 121 | LB | 32 | 12 | 15 | 12 Months | NO
293-0091 | F293 2F/50'Cd/230V/3Ph/cCSAus | F293 2F/50'Cd/230V/3Ph/cCSAus/UL | https://www.zoellerpumps.com/en-us/products/sewage-pumps/commercial/290-series | EA | 1813 |  | 53514438647 | 89 | LB | 21.25 | 11.75 | 14.75 | 12 Months | YES
293-0092 | I293 2F/200-208V/1Ph/cCSAus/Bronze Impeller | I293 2F/200-208V/1Ph/cCSAus/Bronze Impeller | https://www.zoellerpumps.com/en-us/products/sewage-pumps/commercial/290-series | EA | 1728 |  | 53514464691 | 89 | LB | 21.25 | 11.75 | 14.75 | 12 Months | YES
293-0101 | BA293 2F/50'Cd/575V/3Ph/cCSAus | BA293 2F/50'Cd/575V/3Ph/cCSAus | https://www.zoellerpumps.com/en-us/products/sewage-pumps/commercial/290-series | EA | 1863 |  | 53514484743 | 89 | LB | 21.25 | 11.75 | 14.75 | 12 Months | YES
293-0102 | BAX293 2F/35'Cd/575V/3Ph/Ex Pr |  |  | EA | 3566 |  | 53514488864 | 121 | LB | 32 | 12 | 15 | 12 Months | NO
293-0103 | G293 2F/460V/3Ph/cCSAus/Bronze Impeller |  |  | EA | 1803 |  | 53514492397 | 89 | LB | 21.25 | 11.75 | 14.75 | 12 Months | YES
293-0104 | F293 2F/230V/3Ph/cCSAus/Bronze Impeller |  |  | EA | 1803 |  | 53514495169 | 89 | LB | 21.25 | 11.75 | 14.75 | 12 Months | YES
293-0105 | G293 2F/25'Cd/460V/3Ph/cCSAus/Bronze Impeller |  |  | EA | 1908 |  | 53514496326 | 90 | LB | 21.25 | 11.75 | 14.75 | 12 Months | YES
294-0003 | D294 2F/230V/1Ph/cCSAus | D294 2F/230V/1Ph/cCSAus/UL | https://www.zoellerpumps.com/en-us/products/sewage-pumps/commercial/290-series | EA | 1933 |  | 53514019273 | 90 | LB | 21.25 | 11.75 | 14.75 | 36 Months | YES
294-0004 | E294 2F/230V/1Ph/CSA | E294 2F/230V/1Ph/CSA | https://www.zoellerpumps.com/en-us/products/sewage-pumps/commercial/290-series | EA | 1800 |  | 53514019280 | 89 | LB | 21.25 | 11.75 | 14.75 | 12 Months | YES
294-0005 | G294 2F/460V/3Ph/cCSAus | G294 2F/460V/3Ph/cCSAus/UL | https://www.zoellerpumps.com/en-us/products/sewage-pumps/commercial/290-series | EA | 1920 |  | 53514019297 | 89 | LB | 21.25 | 11.75 | 14.75 | 12 Months | YES
294-0006 | F294 2F/230V/3Ph/cCSAus | F294 2F/230V/3Ph/cCSAus/UL | https://www.zoellerpumps.com/en-us/products/sewage-pumps/commercial/290-series | EA | 1920 |  | 53514019303 | 89 | LB | 21.25 | 11.75 | 14.75 | 12 Months | YES
294-0007 | J294 2F/200-208V/3Ph/cCSAus | J294 2F/200-208V/3Ph/cCSAus/UL | https://www.zoellerpumps.com/en-us/products/sewage-pumps/commercial/290-series | EA | 1920 |  | 53514019310 | 89 | LB | 21.25 | 11.75 | 14.75 | 12 Months | YES
294-0008 | D294 2F/50'Cd/230V/1Ph/cCSAu | D294 2F/50'Cd/230V/1Ph/cCSAu/UL | https://www.zoellerpumps.com/en-us/products/sewage-pumps/commercial/290-series | EA | 2083 |  | 53514019327 | 99 | LB | 21.25 | 11.75 | 14.75 | 36 Months | YES
294-0009 | H294 2F/200-208V/1Ph/cCSAus | H294 2F/200-208V/1Ph/cCSAus | https://www.zoellerpumps.com/en-us/products/sewage-pumps/commercial/290-series | EA | 1978 |  | 53514019334 | 90 | LB | 21.25 | 11.75 | 14.75 | 12 Months | YES
294-0010 | I294 2F/200-208V/1Ph/cCSAus | I294 2F/200-208V/1Ph/cCSAus | https://www.zoellerpumps.com/en-us/products/sewage-pumps/commercial/290-series | EA | 1845 |  | 53514019341 | 89 | LB | 21.25 | 11.75 | 14.75 | 12 Months | YES
294-0011 | G294 2F/50'Cd/460V/3Ph/cCSAus | G294 2F/50'Cd/460V/3Ph/cCSAus/UL | https://www.zoellerpumps.com/en-us/products/sewage-pumps/commercial/290-series | EA | 2070 |  | 53514019358 | 98 | LB | 21.25 | 11.75 | 14.75 | 12 Months | YES
294-0012 | J294 2F/25'Cd/200-208V/3Ph/cCSAus | J294 2F/25'Cd/200-208V/3Ph/cCSAus/UL | https://www.zoellerpumps.com/en-us/products/sewage-pumps/commercial/290-series | EA | 2025 |  | 53514019365 | 91 | LB | 21.25 | 11.75 | 14.75 | 12 Months | YES
294-0013 | J294 2F/50'Cd/200-208V/3Ph/cCSAus | J294 2F/50'Cd/200-208V/3Ph/cCSAus/UL | https://www.zoellerpumps.com/en-us/products/sewage-pumps/commercial/290-series | EA | 2070 |  | 53514019372 | 98 | LB | 21.25 | 11.75 | 14.75 | 12 Months | YES
294-0016 | BA294 2F/575V/3Ph/cCSAus | BA294 2F/575V/3Ph/cCSAus | https://www.zoellerpumps.com/en-us/products/sewage-pumps/commercial/290-series | EA | 1970 |  | 53514030681 | 89 | LB | 21.25 | 11.75 | 14.75 | 12 Months | YES
294-0017 | E294 2F/25'Cd/230V/1Ph/CSA | E294 2F/25'Cd/230V/1Ph/CSA | https://www.zoellerpumps.com/en-us/products/sewage-pumps/commercial/290-series | EA | 1905 |  | 53514032036 | 91 | LB | 21.25 | 11.75 | 14.75 | 12 Months | YES
294-0018 | E294 2F/230V/1Ph/CSA | E294 2F/230V/1Ph/CSA | https://www.zoellerpumps.com/en-us/products/sewage-pumps/commercial/290-series | EA | 1800 |  | 53514033392 | 89 | LB | 21.25 | 11.75 | 14.75 | 12 Months | YES
294-0020 | F294 2F/25'Cd/230V/3Ph/cCSAus | F294 2F/25'Cd/230V/3Ph/cCSAus/UL | https://www.zoellerpumps.com/en-us/products/sewage-pumps/commercial/290-series | EA | 2025 |  | 53514037987 | 91 | LB | 21.25 | 11.75 | 14.75 | 12 Months | YES
294-0021 | BE294 2F/20'Pb MFS/230/1PH/CSA | BE294 2F/20'Pb MFS/230/1PH/CSA | https://www.zoellerpumps.com/en-us/products/sewage-pumps/commercial/290-series | EA | 1824 |  | 53514041267 | 91 | LB | 21.25 | 171.75 | 14.75 | 12 Months | YES
294-0022 | E294 2F/35'Cd/230V/1Ph/CSA | E294 2F/35'Cd/230V/1Ph/CSA | https://www.zoellerpumps.com/en-us/products/sewage-pumps/commercial/290-series | EA | 1915 |  | 53514045784 | 93 | LB | 21.25 | 11.75 | 14.75 | 12 Months | YES
294-0025 | D294 2F/25'Cd/230V/1Ph/cCSAus | D294 2F/25'Cd/230V/1Ph/cCSAus/UL | https://www.zoellerpumps.com/en-us/products/sewage-pumps/commercial/290-series | EA | 2038 |  | 53514060749 | 97 | LB | 21.25 | 11.75 | 14.75 | 36 Months | YES
294-0026 | I294 2F/25'Cd/200-208V/1Ph/cCSAus | I294 2F/25'Cd/200-208V/1Ph/cCSAus | https://www.zoellerpumps.com/en-us/products/sewage-pumps/commercial/290-series | EA | 1950 |  | 53514060954 | 91 | LB | 21.25 | 11.75 | 14.75 | 12 Months | YES
294-0027 | D294 2F/35'Cd/230V/1Ph/cCSAus | D294 2F/35'Cd/230V/1Ph/cCSAus/UL | https://www.zoellerpumps.com/en-us/products/sewage-pumps/commercial/290-series | EA | 2048 |  | 53514072193 | 98 | LB | 21.25 | 11.75 | 14.75 | 36 Months | YES
294-0029 | E294 2F/50'Cd/230V/1Ph/CSA | E294 2F/50'Cd/230V/1Ph/CSA | https://www.zoellerpumps.com/en-us/products/sewage-pumps/commercial/290-series | EA | 1950 |  | 53514093860 | 94 | LB | 21.25 | 11.75 | 14.75 | 12 Months | YES
294-0033 | H294 2F/50'Cd/200-208V/1Ph/cCSAus | H294 2F/50'Cd/200-208V/1Ph/cCSAus | https://www.zoellerpumps.com/en-us/products/sewage-pumps/commercial/290-series | EA | 2128 |  | 53514099312 | 92 | LB | 21.25 | 11.75 | 14.75 | 12 Months | YES
294-0034 | I294 2F/50'Cd/200-208V/1Ph/cCSAus | I294 2F/50'Cd/200-208V/1Ph/cCSAus | https://www.zoellerpumps.com/en-us/products/sewage-pumps/commercial/290-series | EA | 1995 |  | 53514101619 | 93 | LB | 21.25 | 11.75 | 14.75 | 12 Months | YES
294-0035 | IX294 2F/200-208V/1Ph/Ex Pr | IX294 2F/200-208V/1Ph/Ex Pr/FMCSA | https://www.zoellerpumps.com/en-us/products/sewage-pumps/commercial/290-series | EA | 3904 |  | 53514108946 | 121 | LB | 32 | 12 | 15 | 12 Months | NO
294-0036 | EX294 2F/230V/1Ph/Ex Pr | EX294 2F/230V/1Ph/Ex Pr/FM/CSA | https://www.zoellerpumps.com/en-us/products/sewage-pumps/commercial/290-series | EA | 3859 |  | 53514108953 | 121 | LB | 32 | 12 | 15 | 12 Months | NO
294-0037 | JX294 2F/200-208V/3Ph/Ex Pr | JX294 2F/200-208V/3Ph/Ex Pr/FM/CSA | https://www.zoellerpumps.com/en-us/products/sewage-pumps/commercial/290-series | EA | 3979 |  | 53514108960 | 121 | LB | 32 | 12 | 15 | 12 Months | NO
294-0038 | FX294 2F/230V/3Ph/Ex Pr | FX294 2F/230V/3Ph/Ex Pr/FM/CSA | https://www.zoellerpumps.com/en-us/products/sewage-pumps/commercial/290-series | EA | 3979 |  | 53514108977 | 121 | LB | 32 | 12 | 15 | 12 Months | NO
294-0039 | GX294 2F/460V/3Ph/Ex Pr | GX294 2F/460V/3Ph/Ex Pr/FM/CSA | https://www.zoellerpumps.com/en-us/products/sewage-pumps/commercial/290-series | EA | 3979 |  | 53514108984 | 121 | LB | 32 | 12 | 15 | 12 Months | NO
294-0040 | BAX294 2F/575V/3Ph/Ex Pr | BAX294 2F/575V/3Ph/Ex Pr | https://www.zoellerpumps.com/en-us/products/sewage-pumps/commercial/290-series | EA | 4029 |  | 53514108991 | 121 | LB | 32 | 12 | 15 | 12 Months | NO
294-0041 | FX294 2F/50'Cd/230V/3Ph/Ex Pr | FX294 2F/50'Cd/230V/3Ph/Ex Pr/FM/CSA | https://www.zoellerpumps.com/en-us/products/sewage-pumps/commercial/290-series | EA | 4129 |  | 53514137410 | 127 | LB | 32 | 12 | 15 | 12 Months | NO
294-0042 | J294 2F/35'Cd/200-208V/3Ph/cCSAus | J294 2F/35'Cd/200-208V/3Ph/cCSAus/UL | https://www.zoellerpumps.com/en-us/products/sewage-pumps/commercial/290-series | EA | 2035 |  | 53514147860 | 95 | LB | 21.25 | 11.75 | 14.75 | 12 Months | YES
294-0043 | G294 2F/25'Cd/460V/3Ph/cCSAus | G294 2F/25'Cd/460V/3Ph/cCSAus/UL | https://www.zoellerpumps.com/en-us/products/sewage-pumps/commercial/290-series | EA | 2025 |  | 53514149574 | 89 | LB | 21.25 | 11.75 | 14.75 | 12 Months | YES
294-0045 | JX294 2F/25'Cd/200-208V/3Ph/Ex Pr | JX294 2F/25'Cd/200-208V/3Ph/Ex Pr/FM/CSA | https://www.zoellerpumps.com/en-us/products/sewage-pumps/commercial/290-series | EA | 4084 |  | 53514158286 | 122 | LB | 32 | 12 | 15 | 12 Months | NO
294-0046 | G294 2F/35'Cd/460V/3Ph/cCSAus | G294 2F/35'Cd/460V/3Ph/cCSAus/UL | https://www.zoellerpumps.com/en-us/products/sewage-pumps/commercial/290-series | EA | 2035 |  | 53514162504 | 90 | LB | 21.25 | 11.75 | 14.75 | 12 Months | YES
294-0048 | H294 2F/35'Cd/200-208V/1Ph/cCSAus | H294 2F/35'Cd/200-208V/1Ph/cCSAus | https://www.zoellerpumps.com/en-us/products/sewage-pumps/commercial/290-series | EA | 2093 |  | 53514172794 | 89 | LB | 21.25 | 11.75 | 14.75 | 12 Months | YES
294-0049 | F294 2F/50'Cd/230V/3Ph/cCSAus | F294 2F/50'Cd/230V/3Ph/cCSAus/UL | https://www.zoellerpumps.com/en-us/products/sewage-pumps/commercial/290-series | EA | 2070 |  | 53514178734 | 94 | LB | 21.25 | 11.75 | 14.75 | 12 Months | YES
294-0050 | I294 2F/35'Cd/200-208V/1Ph/cCSAus | I294 2F/35'Cd/200-208V/1Ph/cCSAus | https://www.zoellerpumps.com/en-us/products/sewage-pumps/commercial/290-series | EA | 1960 |  | 53514183356 | 91 | LB | 21.25 | 11.75 | 14.75 | 12 Months | YES
294-0052 | FX294 2F/25'Cd/230V/3Ph/Ex Pr | FX294 2F/25'Cd/230V/3Ph/Ex Pr/FM/CSA | https://www.zoellerpumps.com/en-us/products/sewage-pumps/commercial/290-series | EA | 4084 |  | 53514205706 | 122 | LB | 32 | 12 | 15 | 12 Months | NO
294-0053 | DX294 2F/230V/1Ph/Ex Pr | DX294 2F/230V/1Ph/Ex Pr/FM/CSA | https://www.zoellerpumps.com/en-us/products/sewage-pumps/commercial/290-series | EA | 4502 |  | 53514236663 | 128 | LB | 32 | 12 | 15 | 12 Months | NO
294-0055 | H294 2F/25'Cd/200-208V/1Ph/cCSAus | H294 2F/25'Cd/200-208V/1Ph/cCSAus | https://www.zoellerpumps.com/en-us/products/sewage-pumps/commercial/290-series | EA | 2083 |  | 53514228651 | 89 | LB | 21.25 | 11.75 | 14.75 | 12 Months | YES
294-0056 | JX294 2F/50'Cd/200-208V/3Ph/Ex Pr | JX294 2F/50'Cd/200-208V/3Ph/Ex Pr/FM/CSA | https://www.zoellerpumps.com/en-us/products/sewage-pumps/commercial/290-series | EA | 4129 |  | 53514243623 | 122 | LB | 32 | 12 | 15 | 12 Months | NO
294-0064 | DX294 2F/35'Cd/230V/1Ph/Ex Pr | DX294 2F/35'Cd/230V/1Ph/Ex Pr/FM/CSA | https://www.zoellerpumps.com/en-us/products/sewage-pumps/commercial/290-series | EA | 4617 |  | 53514337384 | 128 | LB | 32 | 12 | 15 | 12 Months | NO
294-0065 | GX294 2F/35'Cd/460V/3Ph/Ex Pr | GX294 2F/35'Cd/460V/3Ph/Ex Pr/FM/CSA | https://www.zoellerpumps.com/en-us/products/sewage-pumps/commercial/290-series | EA | 4094 |  | 53514338060 | 121 | LB | 32 | 12 | 15 | 12 Months | NO
294-0071 | GX294 2F/25'Cd/460V/3Ph/Ex Pr | GX294 2F/25'Cd/460V/3Ph/Ex Pr/FM/CSA | https://www.zoellerpumps.com/en-us/products/sewage-pumps/commercial/290-series | EA | 4084 |  | 53514341589 | 121 | LB | 32 | 12 | 15 | 12 Months | NO
294-0072 | BA294 2F/35'Cd/575V/3Ph/cCSAus | BA294 2F/35'Cd/575V/3Ph/cCSAus | https://www.zoellerpumps.com/en-us/products/sewage-pumps/commercial/290-series | EA | 2085 |  | 53514352110 | 89 | LB | 21.25 | 11.75 | 14.75 | 12 Months | YES
294-0073 | EX294 2F/35'Cd/230V/1Ph/Ex Pr | EX294 2F/35'Cd/230V/1Ph/Ex Pr/FM/CSA | https://www.zoellerpumps.com/en-us/products/sewage-pumps/commercial/290-series | EA | 3974 |  | 53514360801 | 121 | LB | 32 | 12 | 15 | 12 Months | NO
294-0074 | BA294 2F/25'Cd/575V/3Ph/cCSAus | BA294 2F/25'Cd/575V/3Ph/cCSAus | https://www.zoellerpumps.com/en-us/products/sewage-pumps/commercial/290-series | EA | 2075 |  | 53514362904 | 89 | LB | 21.25 | 11.75 | 14.75 | 12 Months | YES
294-0077 | IX294 2F/35'Cd/200-208V/1Ph/Ex Pr | IX294 2F/35'Cd/200-208V/1Ph/Ex Pr/FMCSA | https://www.zoellerpumps.com/en-us/products/sewage-pumps/commercial/290-series | EA | 4019 |  | 53514388614 | 121 | LB | 32 | 12 | 15 | 12 Months | NO
294-0078 | HX294 2F/35'Cd/200-208V/1Ph/Ex Pr | HX294 2F/35'Cd/200-208V/1Ph/Ex Pr/FM/CSA | https://www.zoellerpumps.com/en-us/products/sewage-pumps/commercial/290-series | EA | 4019 |  | 53514389093 | 128 | LB | 32 | 12 | 15 | 12 Months | NO
294-0079 | JX294 2F/35'CD/200V/3Ph/Ex Pr | JX294 2F/35'CD/200V/3Ph/Ex Pr/FM//CSA | https://www.zoellerpumps.com/en-us/products/sewage-pumps/commercial/290-series | EA | 4094 |  | 53514389116 | 121 | LB | 32 | 12 | 15 | 12 Months | NO
294-0084 | F294 2F/35'Cd/230V/3Ph/cCSAus | F294 2F/35'Cd/230V/3Ph/cCSAus/UL | https://www.zoellerpumps.com/en-us/products/sewage-pumps/commercial/290-series | EA | 2035 |  | 53514434960 | 91 | LB | 21.25 | 11.75 | 14.75 | 12 Months | YES
294-0088 | BA294 2F/50'Cd/575V/3Ph/cCSAus | BA294 2F/50'Cd/575V/3Ph/cCSAus | https://www.zoellerpumps.com/en-us/products/sewage-pumps/commercial/290-series | EA | 2070 |  | 53514473655 | 89 | LB | 21.25 | 11.75 | 14.75 | 12 Months | YES
294-0089 | G294 2F/460V/3Ph/cCSAus/Bronze Impeller | G294 2F/460V/3Ph/cCSAus/Bronze Impeller | https://www.zoellerpumps.com/en-us/products/sewage-pumps/commercial/290-series | EA | 1940 |  | 53514473785 | 89 | LB | 21.25 | 11.75 | 14.75 | 12 Months | YES
294-0090 | BAX294 2F/50'Cd/575V/3Ph/Ex Pr | BAX294 2F/50'Cd/575V/3Ph/Ex Pr | https://www.zoellerpumps.com/en-us/products/sewage-pumps/commercial/290-series | EA | 4179 |  | 53514480400 | 121 | LB | 32 | 12 | 15 | 12 Months | NO
295-0003 | D295 2F/230V/1Ph/CSA | D295 2F/230V/1Ph/CSA | https://www.zoellerpumps.com/en-us/products/sewage-pumps/commercial/290-series | EA | 1927 |  | 53514019396 | 92 | LB | 21.25 | 11.75 | 14.75 | 36 Months | YES
295-0004 | E295 2F/230V/1Ph/CSA | E295 2F/230V/1Ph/CSA/UL | https://www.zoellerpumps.com/en-us/products/sewage-pumps/commercial/290-series | EA | 1831 |  | 53514019402 | 91 | LB | 21.25 | 11.75 | 14.75 | 12 Months | YES
295-0006 | F295 2F/50'Cd/230V/3Ph/cCSAus | F295 2F/50'Cd/230V/3Ph/cCSAus/UL | https://www.zoellerpumps.com/en-us/products/sewage-pumps/commercial/290-series | EA | 2101 |  | 53514019426 | 100 | LB | 21.25 | 11.75 | 14.75 | 12 Months | YES
295-0007 | D295 2F/25'Cd/230V/1Ph/CSA | D295 2F/25'Cd/230V/1Ph/CSA | https://www.zoellerpumps.com/en-us/products/sewage-pumps/commercial/290-series | EA | 2032 |  | 53514019433 | 94 | LB | 21.25 | 11.75 | 14.75 | 36 Months | YES
295-0008 | F295 2F/230V/3Ph/cCSAus | F295 2F/230V/3Ph/cCSAus/UL | https://www.zoellerpumps.com/en-us/products/sewage-pumps/commercial/290-series | EA | 1951 |  | 53514019440 | 91 | LB | 21.25 | 11.75 | 14.75 | 12 Months | YES
295-0009 | G295 2F/460V/3Ph/cCSAus | G295 2F/460V/3Ph/cCSAus/UL | https://www.zoellerpumps.com/en-us/products/sewage-pumps/commercial/290-series | EA | 1951 |  | 53514019457 | 91 | LB | 21.25 | 11.75 | 14.75 | 12 Months | YES
295-0010 | J295 2F/200-208V/3Ph/cCSAus | J295 2F/200-208V/3Ph/cCSAus/UL | https://www.zoellerpumps.com/en-us/products/sewage-pumps/commercial/290-series | EA | 1951 |  | 53514019464 | 91 | LB | 21.25 | 11.75 | 14.75 | 12 Months | YES
295-0011 | H295 2F/200-208V/1Ph/cCSAus | H295 2F/200-208V/1Ph/cCSAus | https://www.zoellerpumps.com/en-us/products/sewage-pumps/commercial/290-series | EA | 1972 |  | 53514019471 | 92 | LB | 21.25 | 11.75 | 14.75 | 12 Months | YES
295-0012 | I295 2F/200-208V/1Ph/cCSAus | I295 2F/200-208V/1Ph/cCSAus | https://www.zoellerpumps.com/en-us/products/sewage-pumps/commercial/290-series | EA | 1876 |  | 53514019488 | 91 | LB | 21.25 | 11.75 | 14.75 | 12 Months | YES
295-0013 | F295 2F/35'Cd/230V/3Ph/cCSAus | F295 2F/35'Cd/230V/3Ph/cCSAus/UL | https://www.zoellerpumps.com/en-us/products/sewage-pumps/commercial/290-series | EA | 2066 |  | 53514019495 | 96 | LB | 21.25 | 11.75 | 14.75 | 12 Months | YES
295-0014 | G295 2F/25'Cd/460V/3Ph/cCSAus | G295 2F/25'Cd/460V/3Ph/cCSAus/UL | https://www.zoellerpumps.com/en-us/products/sewage-pumps/commercial/290-series | EA | 2056 |  | 53514019501 | 94 | LB | 21.25 | 11.75 | 14.75 | 12 Months | YES
295-0015 | G295 2F/50'Cd/460V/3Ph/cCSAus | G295 2F/50'Cd/460V/3Ph/cCSAus/UL | https://www.zoellerpumps.com/en-us/products/sewage-pumps/commercial/290-series | EA | 2101 |  | 53514019518 | 100 | LB | 21.25 | 11.75 | 14.75 | 12 Months | YES
295-0017 | E295 2F/50'Cd/230V/1Ph/CSA | E295 2F/50'Cd/230V/1Ph/CSA/UL | https://www.zoellerpumps.com/en-us/products/sewage-pumps/commercial/290-series | EA | 1981 |  | 53514019532 | 100 | LB | 21.25 | 11.75 | 14.75 | 12 Months | YES
295-0018 | I295 2F/25'Cd/200-208V/1Ph/cCSAus | I295 2F/25'Cd/200-208V/1Ph/cCSAus | https://www.zoellerpumps.com/en-us/products/sewage-pumps/commercial/290-series | EA | 1981 |  | 53514019549 | 93 | LB | 21.25 | 11.75 | 14.75 | 12 Months | YES
295-0020 | BA295 2F/575V/3Ph/cCSAus | BA295 2F/575V/3Ph/cCSAus | https://www.zoellerpumps.com/en-us/products/sewage-pumps/commercial/290-series | EA | 2001 |  | 53514029722 | 91 | LB | 21.25 | 11.75 | 14.75 | 12 Months | YES
295-0021 | D295 2F/50'Cd/230V/1Ph/CSA | D295 2F/50'Cd/230V/1Ph/CSA | https://www.zoellerpumps.com/en-us/products/sewage-pumps/commercial/290-series | EA | 2077 |  | 53514032968 | 101 | LB | 21.25 | 11.75 | 14.75 | 36 Months | YES
295-0022 | E295 2F/230V/1Ph/CSA/WO Plug | E295 2F/230V/1Ph/CSA/WO Plug | https://www.zoellerpumps.com/en-us/products/sewage-pumps/commercial/290-series | EA | 1831 |  | 53514033408 | 91 | LB | 21.25 | 11.75 | 14.75 | 12 Months | YES
295-0024 | G295 2F/35'Cd/460V/3Ph/cCSAus | G295 2F/35'Cd/460V/3Ph/cCSAus/UL | https://www.zoellerpumps.com/en-us/products/sewage-pumps/commercial/290-series | EA | 2066 |  | 53514042578 | 96 | LB | 21.25 | 11.75 | 14.75 | 12 Months | YES
295-0026 | D295 2F/35'Cd/230V/1Ph/CSA | D295 2F/35'Cd/230V/1Ph/CSA | https://www.zoellerpumps.com/en-us/products/sewage-pumps/commercial/290-series | EA | 2042 |  | 53514043360 | 94 | LB | 21.25 | 11.75 | 14.75 | 36 Months | YES
295-0027 | I295 2F/50'Cd/200-208V/1Ph/cCSAus | I295 2F/50'Cd/200-208V/1Ph/cCSAus | https://www.zoellerpumps.com/en-us/products/sewage-pumps/commercial/290-series | EA | 2026 |  | 53514044404 | 100 | LB | 21.25 | 11.75 | 14.75 | 12 Months | YES
295-0028 | E295 2F/35'Cd/230V/1Ph/CSA | E295 2F/35'Cd/230V/1Ph/CSA/UL | https://www.zoellerpumps.com/en-us/products/sewage-pumps/commercial/290-series | EA | 1946 |  | 53514051976 | 93 | LB | 21.25 | 11.75 | 14.75 | 12 Months | YES
295-0029 | J295 2F/25'Cd/200-208V/3Ph/cCSAus | J295 2F/25'Cd/200-208V/3Ph/cCSAus/UL | https://www.zoellerpumps.com/en-us/products/sewage-pumps/commercial/290-series | EA | 2056 |  | 53514060411 | 92 | LB | 21.25 | 11.75 | 14.75 | 12 Months | YES
295-0030 | E295 2F/25'Cd/230V/1Ph/CSA | E295 2F/25'Cd/230V/1Ph/CSA/UL | https://www.zoellerpumps.com/en-us/products/sewage-pumps/commercial/290-series | EA | 1936 |  | 53514063689 | 92 | LB | 21.25 | 11.75 | 14.75 | 12 Months | YES
295-0034 | J295 2F/35'Cd/200-208V/3Ph/cCSAus | J295 2F/35'Cd/200-208V/3Ph/cCSAus/UL | https://www.zoellerpumps.com/en-us/products/sewage-pumps/commercial/290-series | EA | 2066 |  | 53514076467 | 94 | LB | 21.25 | 11.75 | 14.75 | 12 Months | YES
295-0040 | WD295 2F/230V/1Ph | WD295 2F/230V/1Ph | https://www.zoellerpumps.com/en-us/products/sewage-pumps/commercial/290-series | EA | 2011 |  | 53514090029 | 91 | LB | 21.25 | 11.75 | 14.75 | 12 Months | YES
295-0045 | H295 2F/50'Cd/200-208V/1Ph/cCSAus | H295 2F/50'Cd/200-208V/1Ph/cCSAus | https://www.zoellerpumps.com/en-us/products/sewage-pumps/commercial/290-series | EA | 2122 |  | 53514097752 | 99 | LB | 21.25 | 11.75 | 14.75 | 12 Months | YES
295-0046 | H295 2F/35'Cd/200-208V/1Ph/cCSAus | H295 2F/35'Cd/200-208V/1Ph/cCSAus | https://www.zoellerpumps.com/en-us/products/sewage-pumps/commercial/290-series | EA | 2087 |  | 53514101879 | 90 | LB | 21.25 | 11.75 | 14.75 | 12 Months | YES
295-0048 | IX295 2F/200-208V/1Ph/Ex Pr | IX295 2F/200-208V/1Ph/Ex Pr/FM/CSA | https://www.zoellerpumps.com/en-us/products/sewage-pumps/commercial/290-series | EA | 4002 |  | 53514109103 | 121 | LB | 32 | 12 | 15 | 12 Months | NO
295-0049 | EX295 2F/230V/1Ph/Ex Pr | EX295 2F/230V/1Ph/Ex Pr/FM/CSA | https://www.zoellerpumps.com/en-us/products/sewage-pumps/commercial/290-series | EA | 3957 |  | 53514109110 | 121 | LB | 32 | 12 | 15 | 12 Months | NO
295-0050 | JX295 2F/200-208V/3Ph/Ex Pr | JX295 2F/200-208V/3Ph/Ex Pr/FM/CSA | https://www.zoellerpumps.com/en-us/products/sewage-pumps/commercial/290-series | EA | 4077 |  | 53514109127 | 121 | LB | 32 | 12 | 15 | 12 Months | NO
295-0051 | FX295 2F/230V/3Ph/Ex Pr | FX295 2F/230V/3Ph/Ex Pr/FM/CSA | https://www.zoellerpumps.com/en-us/products/sewage-pumps/commercial/290-series | EA | 4077 |  | 53514109134 | 121 | LB | 32 | 12 | 15 | 12 Months | NO
295-0052 | GX295 2F/460V/3Ph/Ex Pr | GX295 2F/460V/3Ph/Ex Pr/FM/CSA | https://www.zoellerpumps.com/en-us/products/sewage-pumps/commercial/290-series | EA | 4077 |  | 53514109141 | 121 | LB | 32 | 12 | 15 | 12 Months | NO
295-0053 | BAX295 2F/575V/3Ph/Ex Pr | BAX295 2F/575V/3Ph/Ex Pr | https://www.zoellerpumps.com/en-us/products/sewage-pumps/commercial/290-series | EA | 4127 |  | 53514109158 | 121 | LB | 32 | 12 | 15 | 12 Months | NO
295-0057 | WD295 2F/50'Cd/230V/1Ph | WD295 2F/50'Cd/230V/1Ph | https://www.zoellerpumps.com/en-us/products/sewage-pumps/commercial/290-series | EA | 2161 |  | 53514132613 | 97 | LB | 21.25 | 11.75 | 14.75 | 12 Months | YES
295-0059 | F295 2F/25'Cd/230V/3Ph/cCSAus | F295 2F/25'Cd/230V/3Ph/cCSAus/UL | https://www.zoellerpumps.com/en-us/products/sewage-pumps/commercial/290-series | EA | 2056 |  | 53514159719 | 94 | LB | 21.25 | 11.75 | 14.75 | 12 Months | YES
295-0060 | GX295 2F/35'Cd/460V/3Ph/Ex Pr | GX295 2F/35'Cd/460V/3Ph/Ex Pr/FM/CSA | https://www.zoellerpumps.com/en-us/products/sewage-pumps/commercial/290-series | EA | 4192 |  | 53514159993 | 123 | LB | 32 | 12 | 15 | 12 Months | NO
295-0061 | GX295 2F/25'Cd/460V/3Ph/Ex Pr | GX295 2F/25'Cd/460V/3Ph/Ex Pr/FM/CSA | https://www.zoellerpumps.com/en-us/products/sewage-pumps/commercial/290-series | EA | 4182 |  | 53514163686 | 123 | LB | 32 | 12 | 15 | 12 Months | NO
295-0064 | BA295 2F/25'Cd/575V/3Ph/cCSAus | BA295 2F/25'Cd/575V/3Ph/cCSAus | https://www.zoellerpumps.com/en-us/products/sewage-pumps/commercial/290-series | EA | 2106 |  | 53514166373 | 91 | LB | 21.25 | 11.75 | 14.75 | 12 Months | YES
295-0067 | I295 2F/35'Cd/200-208V/1Ph/cCSAus | I295 2F/35'Cd/200-208V/1Ph/cCSAus | https://www.zoellerpumps.com/en-us/products/sewage-pumps/commercial/290-series | EA | 1991 |  | 53514186807 | 97 | LB | 21.25 | 11.75 | 14.75 | 12 Months | YES
295-0068 | FX295 2F/25'Cd/230V/3Ph/Ex Pr | FX295 2F/25'Cd/230V/3Ph/Ex Pr/FM/CSA | https://www.zoellerpumps.com/en-us/products/sewage-pumps/commercial/290-series | EA | 4182 |  | 53514195175 | 121 | LB | 32 | 12 | 15 | 12 Months | NO
295-0069 | EX295 2F/50'Cd/230V/1Ph/Ex Pr | EX295 2F/50'Cd/230V/1Ph/Ex Pr/FM/CSA | https://www.zoellerpumps.com/en-us/products/sewage-pumps/commercial/290-series | EA | 4107 |  | 53514201623 | 126 | LB | 32 | 12 | 15 | 12 Months | NO
295-0070 | DX295 2F/230V/1Ph/Ex Pr | DX295 2F/230V/1Ph/Ex Pr/FM/CSA | https://www.zoellerpumps.com/en-us/products/sewage-pumps/commercial/290-series | EA | 4602 |  | 53514236700 | 128 | LB | 32 | 12 | 15 | 12 Months | NO
295-0071 | HX295 2F/200-208V/1Ph/Ex Pr | HX295 2F/200-208V/1Ph/Ex Pr/FM/CSA | https://www.zoellerpumps.com/en-us/products/sewage-pumps/commercial/290-series | EA | 4647 |  | 53514236724 | 128 | LB | 32 | 12 | 15 | 12 Months | NO
295-0072 | EX295 2F/35'Cord/230V/1Ph/Ex Pr | EX295 2F/35'Cord/230V/1Ph/Ex Pr/FM/CSA | https://www.zoellerpumps.com/en-us/products/sewage-pumps/commercial/290-series | EA | 4072 |  | 53514217532 | 121 | LB | 32 | 12 | 15 | 12 Months | NO
295-0074 | J295 2F/50'Cd/200-208V/3Ph/cCSAus | J295 2F/50'Cd/200-208V/3Ph/cCSAus/UL | https://www.zoellerpumps.com/en-us/products/sewage-pumps/commercial/290-series | EA | 2101 |  | 53514304676 | 100 | LB | 21.25 | 11.75 | 14.75 | 12 Months | YES
295-0076 | DX295 2F/50'Cd/230V/1Ph/Ex Pr | DX295 2F/50'Cd/230V/1Ph/Ex Pr/FM/CSA | https://www.zoellerpumps.com/en-us/products/sewage-pumps/commercial/290-series | EA | 4752 |  | 53514312800 | 128 | LB | 32 | 12 | 15 | 12 Months | NO
295-0078 | JX295 2F/35'Cd/200-208V/3Ph/Ex Pr | JX295 2F/35'Cd/200-208V/3Ph/Ex Pr/FM/CSA | https://www.zoellerpumps.com/en-us/products/sewage-pumps/commercial/290-series | EA | 4192 |  | 53514331450 | 121 | LB | 32 | 12 | 15 | 12 Months | NO
295-0079 | WD295 2F/25'Cd/230V/1Ph | WD295 2F/25'Cd/230V/1Ph | https://www.zoellerpumps.com/en-us/products/sewage-pumps/commercial/290-series | EA | 2116 |  | 53514333669 | 90 | LB | 22.62 | 11.75 | 14.75 | 12 Months | YES
295-0083 | BA295 2F/50'Cd/575V/3Ph/cCSAus | BA295 2F/50'Cd/575V/3Ph/cCSAus | https://www.zoellerpumps.com/en-us/products/sewage-pumps/commercial/290-series | EA | 2151 |  | 53514340834 | 92 | LB | 21.25 | 11.75 | 14.75 | 12 Months | YES
295-0085 | JX295 2F/50'Cd/200-208V/3Ph/Ex Pr | JX295 2F/50'Cd/200-208V/3Ph/Ex Pr/FM/CSA | https://www.zoellerpumps.com/en-us/products/sewage-pumps/commercial/290-series | EA | 4227 |  | 53514343637 | 122 | LB | 32 | 12 | 15 | 12 Months | NO
295-0086 | BAX295 2F/35'Cd/575V/3Ph/Ex Pr | BAX295 2F/35'Cd/575V/3Ph/Ex Pr | https://www.zoellerpumps.com/en-us/products/sewage-pumps/commercial/290-series | EA | 4242 |  | 53514358112 | 121 | LB | 32 | 12 | 15 | 12 Months | NO
295-0087 | GX295 2F/50'Cd/460V/3Ph/Ex Pr | GX295 2F/50'Cd/460V/3Ph/Ex Pr/FM/CSA | https://www.zoellerpumps.com/en-us/products/sewage-pumps/commercial/290-series | EA | 4227 |  | 53514358778 | 123 | LB | 32 | 12 | 15 | 12 Months | NO
295-0088 | BAX295 2F/50'Cd/575V/3Ph/Ex Pr | BAX295 2F/50'Cd/575V/3Ph/Ex Pr | https://www.zoellerpumps.com/en-us/products/sewage-pumps/commercial/290-series | EA | 4277 |  | 53514365042 | 121 | LB | 32 | 12 | 15 | 12 Months | NO
295-0090 | F295 2F/230V/3Ph/cCSAus/Br Impeller | F295 2F/230V/3Ph/cCSAus/UL/Br Impeller | https://www.zoellerpumps.com/en-us/products/sewage-pumps/commercial/290-series | EA | 2091 |  | 53514415525 | 91 | LB | 21.25 | 11.75 | 14.75 | 12 Months | YES
295-0092 | G295 2F/460V/3Ph/cCSAus/Br Impeller | G295 2F/460V/3Ph/cCSAus/UL/Br Impeller | https://www.zoellerpumps.com/en-us/products/sewage-pumps/commercial/290-series | EA | 2091 |  | 53514439033 | 91 | LB | 21.25 | 11.75 | 14.75 | 12 Months | YES
295-0093 | IX295 2F/50'Cd/200-208V/1Ph/Ex Pr | IX295 2F/50'Cd/200-208V/1Ph/Ex Pr | https://www.zoellerpumps.com/en-us/products/sewage-pumps/commercial/290-series | EA | 4152 |  | 53514446215 | 121 | LB | 32 | 12 | 15 | 12 Months | NO
295-0095 | E295 2F/230V/1Ph/CSA/Bronze Impeller | E295 2F/230V/1Ph/CSA/UL/Bronze Impeller | https://www.zoellerpumps.com/en-us/products/sewage-pumps/commercial/290-series | EA | 1971 |  | 53514454043 | 91 | LB | 21.25 | 11.75 | 14.75 | 12 Months | YES
300-0006 | N300 115/230V/1Ph/ 1/3Hp/Field Wired | N300 115/230V/1Ph/ 1/3Hp/Field Wired | https://www.zoellerpumps.com/en-us/products/potable-water/lawn-sprinkler | EA | 912 |  | 53514139940 | 36 | LB | 13.5 | 14 | 21.5 | 12 Months | NO
30-0015 | Valve,Unicheck-1.5" Pvc/Compression | Valve,Unicheck-1.5" Pvc/Compression | https://www.zoellerpumps.com/en-us/products/check-valves | EA | 75 |  | 53514019594 | 1.1 | LB | 14 | 5.5 | 14 | 12 Months | NO
30-0020 | Valve,Unicheck-2" Pvc/Compression | Valve,Unicheck-2" Pvc/Compression | https://www.zoellerpumps.com/en-us/products/check-valves | EA | 113 |  | 53514019600 | 1.7 | LB | 17.5 | 10 | 13.5 | 12 Months | NO
30-0021 | Valve,Unicheck-Plastic/2" Slip X Slip | Valve,Unicheck-Plastic/2" Slip X Slip | https://www.zoellerpumps.com/en-us/products/check-valves | EA | 55 |  | 53514027049 | 1.6 | LB | 12 | 8.25 | 11 | 12 Months | NO
30-0022 | Valve,Unicheck-Plastic/2"Slip "Rack Pak" | Valve,Unicheck-Plastic/2"Slip "Rack Pak" | https://www.zoellerpumps.com/en-us/products/check-valves | EA | 72 |  | 53514027919 | 1.6 | LB | 12 | 8.25 | 11 | 12 Months | NO
30-0023 | Valve,Unicheck-Plastic/2" Body Asm | Valve,Unicheck-Plastic/2" Body Asm | https://www.zoellerpumps.com/en-us/products/check-valves | EA | 35 |  | 53514027926 | 0.8 | LB | 7.5 | 5.5 | 6 | 12 Months | NO
30-0030 | Valve,Unicheck-3" Pvc/Compression | Valve,Unicheck-3" Pvc/Compression | https://www.zoellerpumps.com/en-us/products/check-valves | EA | 240 |  | 53514019617 | 5 | LB | 18 | 7 | 13.5 | 12 Months | NO
30-0040 | Valve,Quiet Check 1.5"Pvc/Union/Solvent-Weld/PVC | Valve,Quiet Check 1.5"Pvc/Union/Solvent-Weld/PVC | https://www.zoellerpumps.com/en-us/products/check-valves | EA | 38 |  | 53514264147 | 2 | LB | 3.75 | 3.5 | 9.5 | 12 Months | NO
30-0041 | Valve,Quiet Check 1.5"Pvc/Clear/Union-Solvent Weld/PVC | Valve,Quiet Check 1.5"Pvc/Clear/Union-Solvent Weld/PVC | https://www.zoellerpumps.com/en-us/products/check-valves | EA | 45 |  | 53514264161 | 2 | LB | 3.75 | 3.5 | 9.5 | 12 Months | NO
30-0042 | Valve,Quiet Check 2"Pvc/Union/Solvent-Weld/PVC | Valve,Quiet Check 2"Pvc/Union/Solvent-Weld/PVC | https://www.zoellerpumps.com/en-us/products/check-valves | EA | 49 |  | 53514264185 | 3 | LB | 4.5 | 4.5 | 10.5 | 12 Months | NO
30-0043 | Valve,Quiet Check 2"PVc/Clear/Union/Solvent Weld/PVC | Valve,Quiet Check 2"PVc/Clear/Union/Solvent Weld/PVC | https://www.zoellerpumps.com/en-us/products/check-valves | EA | 58 |  | 53514264208 | 3 | LB | 4.5 | 4.5 | 10.5 | 12 Months | NO
30-0044 | Valve,Quiet Check 3"Pvc/Socket/PVC | Valve,Quiet Check 3"Pvc/Socket/PVC | https://www.zoellerpumps.com/en-us/products/check-valves | EA | 99 |  | 53514264222 | 3 | LB | 5.5 | 5.5 | 9.5 | 12 Months | NO
30-0045 | Valve,Quiet Check 3"Pvc/Clear/Socket/PVC | Valve,Quiet Check 3"Pvc/Clear/Socket/PVC | https://www.zoellerpumps.com/en-us/products/check-valves | EA | 106 |  | 53514264246 | 3 | LB | 5.5 | 5.5 | 9.5 | 12 Months | NO
30-0046 | Valve,Quiet Check 1.5"Pvc/Union/Ball Valve/SOC/White | Valve,Quiet Check 1.5"Pvc/Union/Ball Valve/SOC/White | https://www.zoellerpumps.com/en-us/products/check-valves | EA | 63 |  | 53514286286 | 3 | LB | 4.25 | 3.5 | 14.75 | 12 Months | NO
30-0047 | Valve,Quiet Check 1.5"Pvc/Union/Ball Valve/SOC/Clear | Valve,Quiet Check 1.5"Pvc/Union/Ball Valve/SOC/Clear | https://www.zoellerpumps.com/en-us/products/check-valves | EA | 68 |  | 53514286309 | 3 | LB | 4.25 | 3.5 | 14.75 | 12 Months | NO
30-0048 | Valve,Quiet Check 2"Pvc/Union/Ball Valve/SOC/White | Valve,Quiet Check 2"Pvc/Union/Ball Valve/SOC/White | https://www.zoellerpumps.com/en-us/products/check-valves | EA | 74 |  | 53514286323 | 4 | LB | 5 | 4.5 | 16 | 12 Months | NO
30-0049 | Valve,Quiet Check 2"Pvc/Union/Ball Valve/SOC/Clear | Valve,Quiet Check 2"Pvc/Union/Ball Valve/SOC/Clear | https://www.zoellerpumps.com/en-us/products/check-valves | EA | 80 |  | 53514286347 | 4 | LB | 5 | 4.5 | 16 | 12 Months | NO
30-0100 | Valve,Unichk-Union/Ball Valve/1.5"/Pvc/Soc/Sch40 | Valve,Unichk-Union/Ball Valve/1.5"/Pvc/Soc/Sch40 | https://www.zoellerpumps.com/en-us/products/check-valves | EA | 54 |  | 53514105938 | 2 | LB | 12 | 8.25 | 11 | 12 Months | NO
30-0101 | Valve,Unichk-Union Ball Valve/2"/Pvc/Soc/Sch40 | Valve,Unichk-Union Ball Valve/2"/Pvc/Soc/Sch40 | https://www.zoellerpumps.com/en-us/products/check-valves | EA | 71 |  | 53514105952 | 2.8 | LB | 13 | 9.5 | 11.5 | 12 Months | NO
30-0102 | Valve,Unichk-Union/1.5"/Pvc/Solvent Weld | Valve,Unichk-Union/1.5"/Pvc/Solvent Weld | https://www.zoellerpumps.com/en-us/products/check-valves | EA | 42 |  | 53514105969 | 1 | LB | 12 | 8.25 | 11 | 12 Months | NO
30-0103 | Valve,Unichk-Union/2"/Pvc/Solvent Weld | Valve,Unichk-Union/2"/Pvc/Solvent Weld | https://www.zoellerpumps.com/en-us/products/check-valves | EA | 50 |  | 53514105976 | 1.25 | LB | 13 | 9.5 | 11.5 | 12 Months | NO
30-0151 | Valve,Unicheck-2" Slip X Slip/Cast Iron | Valve,Unicheck-2" Slip X Slip/Cast Iron | https://www.zoellerpumps.com/en-us/products/check-valves | EA | 87 |  | 53514019631 | 3.8 | LB | 12 | 8.25 | 11 | 12 Months | NO
30-0152 | Valve,Unicheck-2"Female NPT/Cast Iron/50 Psi | Valve,Unicheck-2"Female NPT/Cast Iron/50 Psi | https://www.zoellerpumps.com/en-us/products/check-valves | EA | 138 |  | 53514019648 | 11 | LB | 7.5 | 5.5 | 6 | 12 Months | NO
30-0160 | Valve,Unicheck-3"Female NPT/Cast Iron | Valve,Unicheck-3"Female NPT/Cast Iron | https://www.zoellerpumps.com/en-us/products/check-valves | EA | 267 |  | 53514019655 | 18 | LB | 9 | 7 | 7 | 12 Months | NO
30-0163 | Valve,Unicheck/1.25"Female NPT | Valve,Unicheck/1.25"Female NPT | https://www.zoellerpumps.com/en-us/products/check-valves | EA | 140 |  | 53514045203 | 7.5 | LB | 7.5 | 5.5 | 5.5 | 12 Months | NO
30-0164 | Valve,Unicheck/1.5" Female NPT | Valve,Unicheck/1.5" Female NPT | https://www.zoellerpumps.com/en-us/products/check-valves | EA | 145 |  | 53514047313 | 7.5 | LB | 7 | 5.5 | 5.5 | 12 Months | NO
30-0165 | Valve,Ball 1.25" (Slip To Slip)/Sch 80/(Colonial) | Valve,Ball 1.25" (Slip To Slip)/Sch 80/(Colonial) | https://www.zoellerpumps.com/en-us/products/check-valves | EA | 73 |  | 53514045951 | 2 | LB | 6.5 | 3.5 | 5.5 | 12 Months | NO
30-0166 | Valve,Ball 1.5" (Slip To Slip)/Sch 80/(Colonial) | Valve,Ball 1.5" (Slip To Slip)/Sch 80/(Colonial) | https://www.zoellerpumps.com/en-us/products/check-valves | EA | 98 |  | 53514045968 | 2 | LB | 6.5 | 3.5 | 5.5 | 12 Months | NO
30-0167 | Valve,Ball 2" (Slip To Slip)/Sch 80/(Colonial) | Valve,Ball 2" (Slip To Slip)/Sch 80/(Colonial) | https://www.zoellerpumps.com/en-us/products/check-valves | EA | 132 |  | 53514045975 | 2.5 | LB | 7 | 4.25 | 6 | 12 Months | NO
30-0175 | Valve,Ball 1.25"/Single Union/(Slip XSlip)Sch 80 | Valve,Ball 1.25"/Single Union/(Slip XSlip)Sch 80 | https://www.zoellerpumps.com/en-us/products/check-valves | EA | 154 |  | 53514088132 | 2 | LB | 5.5 | 3.5 | 4.5 | 12 Months | NO
30-0181 | Valve,Unicheck-Pvc/1.25 Or 1.5 Slip | Valve,Unicheck-Pvc/1.25 Or 1.5 Slip | https://www.zoellerpumps.com/en-us/products/check-valves | EA | 27 |  | 53514019662 | 0.9 | LB | 17.5 | 6.75 | 9.75 | 12 Months | NO
30-0182 | Valve,Unicheck-Pvc/Body Asm 1.25/1.5 | Valve,Unicheck-Pvc/Body Asm 1.25/1.5 | https://www.zoellerpumps.com/en-us/products/check-valves | EA | 19 |  | 53514019679 | 0.4 | LB | 5.5 | 3.5 | 4.5 | 12 Months | NO
30-0187 | Valve,Chk-1.25"Brass/Effluent Turbine | Valve,Chk-1.25"Brass/Effluent Turbine | https://www.zoellerpumps.com/en-us/products/check-valves | EA | 87 |  | 53514119430 | 2 | LB | 4.5 | 2.25 | 2.5 | 12 Months | NO
30-0189 | Valve,Chk-2"Brass/Efflu Ent Turbine | Valve,Chk-2"Brass/Efflu Ent Turbine | https://www.zoellerpumps.com/en-us/products/check-valves | EA | 215 |  | 53514138592 | 3 | LB | 5.5 | 3.5 | 3.5 | 12 Months | NO
30-0191 | Valve,Unicheck-Pvc-1.25/1.5" Slip Gwr | Valve,Unicheck-Pvc-1.25/1.5" Slip Gwr | https://www.zoellerpumps.com/en-us/products/check-valves | EA | 33 |  | 53514019693 | 1 | LB | 17.5 | 6.75 | 9.75 | 12 Months | NO
30-0196 | Valve, Check-Bronze/1" | Valve, Check-Bronze/1" | https://www.zoellerpumps.com/en-us/products/check-valves | EA | 50 |  | 53514219246 | 1 | LB | 0 | 0 | 0 | 12 Months | NO
30-0197 | Valve, Check-Bronze/1-1/4" | Valve, Check-Bronze/1-1/4" | https://www.zoellerpumps.com/en-us/products/check-valves | EA | 65 |  | 53514219260 | 1 | LB | 2.5 | 2.5 | 4 | 12 Months | NO
30-0198 | Valve, Check-Bronze/1-1/2" | Valve, Check-Bronze/1-1/2" | https://www.zoellerpumps.com/en-us/products/check-valves | EA | 67 |  | 53514219284 | 1 | LB | 0 | 0 | 0 | 12 Months | NO
30-0200 | Valve,Unicheck-Plastic/1.25/1.5"Slip SS | Valve,Unicheck-Plastic/1.25/1.5"Slip SS | https://www.zoellerpumps.com/en-us/products/check-valves | EA | 28 |  | 53514019709 | 0.8 | LB | 17.5 | 6.75 | 9.75 | 12 Months | NO
30-0201 | Valve,Unicheck 2" C.I. W/S.S.Coupling | Valve,Unicheck 2" C.I. W/S.S.Coupling | https://www.zoellerpumps.com/en-us/products/check-valves | EA | 75 |  | 53514054816 | 3.8 | LB | 12 | 8 | 11 | 12 Months | NO
30-0202 | Valve,Unicheck 2"Plastic W/S.S. Coupling | Valve,Unicheck 2"Plastic W/S.S. Coupling | https://www.zoellerpumps.com/en-us/products/check-valves | EA | 54 |  | 53514054823 | 1.6 | LB | 12 | 8 | 11 | 12 Months | NO
30-0205 | Union,1.25" Slip X Slip/Sch 80 Pvc | Union,1.25" Slip X Slip/Sch 80 Pvc | https://www.zoellerpumps.com/en-us/products/check-valves | EA | 48 |  | 53514091743 | 3 | LB | 12 | 8 | 11 | 12 Months | NO
30-0207 | Valve,Check 1" Clear Pvc w/Unions | Valve,Check 1" Clear Pvc w/Unions | https://www.zoellerpumps.com/en-us/products/check-valves | EA | 71 |  | 53514151478 | 0.75 | LB | 12 | 8 | 11 | 12 Months | NO
30-0209 | Valve,Check 1.5"/Clear/Pvc W/Unions | Valve,Check 1.5"/Clear/Pvc W/Unions | https://www.zoellerpumps.com/en-us/products/check-valves | EA | 90 |  | 53514151492 | 1 | LB | 7 | 4.25 | 6 | 12 Months | NO
30-0213 | Valve,Ball 1.25" FPT/Brass | Valve,Ball 1.25" FPT/Brass | https://www.zoellerpumps.com/en-us/products/check-valves | EA | 117 |  | 53514151362 | 5 | LB | 7 | 4.25 | 6 | 12 Months | NO
30-0214 | Valve,Unicheck/1.25"Female NPT/High Temp | Valve,Unicheck/1.25"Female NPT/High Temp | https://www.zoellerpumps.com/en-us/products/check-valves | EA | 163 |  | 53514174187 | 7.5 | LB | 7 | 4.25 | 6 | 12 Months | NO
30-0215 | Valve,Unicheck/1.5" Female NPT/High Temp | Valve,Unicheck/1.5" Female NPT/High Temp | https://www.zoellerpumps.com/en-us/products/check-valves | EA | 168 |  | 53514174194 | 7.5 | LB | 7 | 4.25 | 6 | 12 Months | NO
30-0216 | Valve,Unicheck-2"Female NPT/Cast Iron/Hi Temp | Valve,Unicheck-2"Female NPT/Cast Iron/Hi Temp | https://www.zoellerpumps.com/en-us/products/check-valves | EA | 169 |  | 53514174200 | 11 | LB | 12 | 8.25 | 11 | 12 Months | NO
30-0221 | Valve,Ball 3.0" (Slip X Slip)/Sch 80 | Valve,Ball 3.0" (Slip X Slip)/Sch 80 | https://www.zoellerpumps.com/en-us/products/check-valves | EA | 1239 |  | 53514176099 | 4.5 | LB | 12 | 8.25 | 11 | 12 Months | NO
30-0223 | Valve,Check 1.25" Brass/Fpt X Fpt | Valve,Check 1.25" Brass/Fpt X Fpt | https://www.zoellerpumps.com/en-us/products/check-valves | EA | 83 |  | 53514196592 | 2 | LB | 5.5 | 3.5 | 4.5 | 12 Months | NO
30-0224 | Valve,Check 1.25"/Clear PVC w/Unions | Valve,Check 1.25"/Clear PVC w/Unions | https://www.zoellerpumps.com/en-us/products/check-valves | EA | 107 |  | 53514225759 | 1 | LB | 0 | 0 | 0 | 12 Months | NO
30-0225 | Valve,Check 2" Brass/Fpt x Fpt/125 Psi/71 Series Grinder | Valve,Check 2" Brass/Fpt x Fpt/125 Psi/71 Series Grinder | https://www.zoellerpumps.com/en-us/products/check-valves | EA | 545 |  | 53514242596 | 4.35 | LB | 4.5 | 3.25 | 4.75 | 12 Months | NO
30-0226 | Valve,Ball 2.0"FPT/Brass | Valve,Ball 2.0"FPT/Brass | https://www.zoellerpumps.com/en-us/products/check-valves | EA | 215 |  | 53514244965 | 9 | LB | 0 | 0 | 0 | 12 Months | NO
30-0238 | Valve,Check/1.5 InLine/Vertical/SS Clamps | Valve,Check/1.5 InLine/Vertical/SS Clamps | https://www.zoellerpumps.com/en-us/products/check-valves | EA | 22 |  | 53514315504 | 0.2 | LB | 0 | 0 | 0 | 12 Months | NO
30-0239 | Valve,Quiet Check 1.25"Pvc/Union/Solvent-Weld/PVC | Valve,Quiet Check 1.25"Pvc/Union/Solvent-Weld/PVC | https://www.zoellerpumps.com/en-us/products/check-valves | EA | 38 |  | 53514317690 | 0.75 | LB | 3.5 | 3.5 | 9.5 | 12 Months | NO
30-0241 | Valve,Quiet Check/1.5"PVC/Hose Clamp/White | Valve,Quiet Check/1.5"PVC/Hose Clamp/White | https://www.zoellerpumps.com/en-us/products/check-valves | EA | 38 |  | 53514333775 | 1.2 | LB | 3.75 | 3.5 | 10.5 | 12 Months | NO
30-0242 | Valve,Quiet Check/1.5"PVC/Hose Clamp/Clear | Valve,Quiet Check/1.5"PVC/Hose Clamp/Clear | https://www.zoellerpumps.com/en-us/products/check-valves | EA | 44 |  | 53514333782 | 1.2 | LB | 3.75 | 3.5 | 10.5 | 12 Months | NO
30-0243 | Valve,Quiet Check/2"PVC/Hose Clamp/White | Valve,Quiet Check/2"PVC/Hose Clamp/White | https://www.zoellerpumps.com/en-us/products/check-valves | EA | 55 |  | 53514333799 | 1.8 | LB | 4.55 | 4.5 | 11.5 | 12 Months | NO
30-0244 | Valve,Quiet Check/2"PVC/Hose Clamp/Clear | Valve,Quiet Check/2"PVC/Hose Clamp/Clear | https://www.zoellerpumps.com/en-us/products/check-valves | EA | 57 |  | 53514333805 | 1.8 | LB | 4.5 | 4.5 | 11.5 | 12 Months | NO
30-0250 | Valve, Check 1.25"/SS/FPT X FPT | Valve, Check 1.25"/SS/FPT X FPT | https://www.zoellerpumps.com/en-us/products/check-valves | EA | 134 |  | 53514448189 | 1.54 | LB | 0 | 0 | 0 | 12 Months | NO
301-0006 | NE301 115/230V/1Ph/.5Hp Field Wired/Dual Volt | NE301 115/230V/1Ph/.5Hp Field Wired/Dual Volt | https://www.zoellerpumps.com/en-us/products/potable-water/end-suction-centrifugal | EA | 958 |  | 53514139957 | 38 | LB | 13.5 | 14 | 21.5 | 12 Months | NO
302-0006 | NE302 115/230V/.75Hp/Field Wired/Dual Volt | NE302 115/230V/.75Hp/Field Wired/Dual Volt | https://www.zoellerpumps.com/en-us/products/potable-water/end-suction-centrifugal | EA | 1130 |  | 53514139964 | 42 | LB | 13.5 | 14 | 21.5 | 12 Months | NO
303-0006 | NE303 115/230V/1Ph/1Hp/Field Wired/Dual Volt | NE303 115/230V/1Ph/1Hp/Field Wired/Dual Volt | https://www.zoellerpumps.com/en-us/products/potable-water/end-suction-centrifugal | EA | 1182 |  | 53514139971 | 46 | LB | 13.5 | 14 | 21.5 | 12 Months | NO
304-0006 | NE304 115/230V/1Ph/1.5Hp/Field Wired/Dual Volt | NE304 115/230V/1Ph/1.5Hp/Field Wired/Dual Volt | https://www.zoellerpumps.com/en-us/products/potable-water/end-suction-centrifugal | EA | 1230 |  | 53514139988 | 51 | LB | 13.5 | 14 | 21.5 | 12 Months | NO
305-0006 | NE305 115/230V/1Ph/2Hp/Field Wired/Dual Volt | NE305 115/230V/1Ph/2Hp/Field Wired/Dual Volt | https://www.zoellerpumps.com/en-us/products/potable-water/end-suction-centrifugal | EA | 1268 |  | 53514139995 | 55 | LB | 13.5 | 14 | 21.5 | 12 Months | NO
306-0006 | NE306 115/230V/1Ph/.75HP/Field Wired/Dual Volt/2 Stage/Plastic Impeller | NE306 115/230V/1Ph/.75HP/Field Wired/Dual Volt/2 Stage/Plastic Impeller | https://www.zoellerpumps.com/en-us/products/potable-water/end-suction-centrifugal | EA | 860 |  | 53514217853 | 67 | LB | 11.5 | 14.8 | 24.3 | 12 Months | NO
307-0006 | NE307 115/230V/1Ph/1HP/Field Wired/Dual Volt/2 Stage/Plastic Impeller | NE307 115/230V/1Ph/1HP/Field Wired/Dual Volt/2 Stage/Plastic Impeller | https://www.zoellerpumps.com/en-us/products/potable-water/two-stage-centrifugal#product-specifications | EA | 1280 |  | 53514217877 | 71 | LB | 11.5 | 14.8 | 24.3 | 12 Months | NO
308-0006 | NE308 115/230V/1Ph/1.5HP/Field Wired/Dual Volt/2 Stage/Plastic Impeller | NE308 115/230V/1Ph/1.5HP/Field Wired/Dual Volt/2 Stage/Plastic Impeller | https://www.zoellerpumps.com/en-us/products/potable-water/two-stage-centrifugal#product-specifications | EA | 1450 |  | 53514217891 | 73 | LB | 11.5 | 14.8 | 24.3 | 12 Months | NO
309-0006 | NE309 115/230V/1Ph/2HP/Field Wired/Dual Volt/2 Stage/Plastic Impeller | NE309 115/230V/1Ph/2HP/Field Wired/Dual Volt/2 Stage/Plastic Impeller | https://www.zoellerpumps.com/en-us/products/potable-water/two-stage-centrifugal#product-specifications | EA | 1613 |  | 53514217914 | 79 | LB | 11.5 | 14.8 | 24.3 | 12 Months | NO
3098-0001 | M3098 115V/1Ph/HT | M3098 115V/1Ph/HT | https://www.zoellerpumps.com/en-us/products/high-temperature/3000-series | EA | 1245 |  | 53514034092 | 53 | LB | 16.25 | 11 | 13.5 | 12 Months | NO
3098-0002 | N3098 115V/1Ph/High Temp | N3098 115V/1Ph/Hi Temp | https://www.zoellerpumps.com/en-us/products/high-temperature/3000-series | EA | 1104 |  | 53514034108 | 50 | LB | 16.25 | 11 | 13.5 | 12 Months | NO
3098-0003 | D3098 230V/1Ph/HT | D3098 230V/1Ph/HT | https://www.zoellerpumps.com/en-us/products/high-temperature/3000-series | EA | 1307 |  | 53514034115 | 53 | LB | 16.25 | 11 | 13.5 | 12 Months | NO
3098-0004 | E3098 230V/1Ph/HT | E3098 230V/1Ph/HT | https://www.zoellerpumps.com/en-us/products/high-temperature/3000-series | EA | 1181 |  | 53514034122 | 50 | LB | 16.25 | 11 | 13.5 | 12 Months | NO
3098-0006 | M3098 115V/1Ph/HT/7'Cond | M3098 115V/1Ph/HT/7'Cond | https://www.zoellerpumps.com/en-us/products/high-temperature/3000-series | EA | 1385 |  | 53514041540 | 54 | LB | 16.25 | 11 | 13.5 | 12 Months | NO
3098-0007 | N3098 115V/1P/HT/13'Cond | N3098 115V/1P/HT/13'Cond | https://www.zoellerpumps.com/en-us/products/high-temperature/3000-series | EA | 1349 |  | 53514042691 | 52 | LB | 16.25 | 11 | 13.5 | 12 Months | NO
3098-0008 | N3098 115V/1P/HT/14'Cond | N3098 115V/1P/HT/14'Cond | https://www.zoellerpumps.com/en-us/products/high-temperature/3000-series | EA | 1384 |  | 53514053369 | 53 | LB | 16.25 | 11 | 13.5 | 12 Months | NO
3098-0009 | M3098 115V/1Ph/HT/6'Cond | M3098 115V/1Ph/HT/6'Cond | https://www.zoellerpumps.com/en-us/products/high-temperature/3000-series | EA | 1350 |  | 53514060688 | 53 | LB | 16.25 | 11 | 13.5 | 12 Months | NO
3098-0010 | N3098 115V/1P/HT 16'Cond | N3098 115V/1P/HT 16'Cond | https://www.zoellerpumps.com/en-us/products/high-temperature/3000-series | EA | 1454 |  | 53514070618 | 53 | LB | 16.25 | 11 | 13.5 | 12 Months | NO
3098-0011 | N3098 115V/1P/HT/20'Cond | N3098 115V/1P/HT/20'Cond | https://www.zoellerpumps.com/en-us/products/high-temperature/3000-series | EA | 1594 |  | 53514084226 | 53 | LB | 16.25 | 11 | 13.5 | 12 Months | NO
3098-0012 | D3098 230V/1Ph/HT/5'Cond | D3098 230V/1Ph/HT/5'Cond | https://www.zoellerpumps.com/en-us/products/high-temperature/3000-series | EA | 1377 |  | 53514114541 | 53 | LB | 16.25 | 11 | 13.5 | 12 Months | NO
3098-0013 | M3098 115V/1Ph/HT/5'Cond | M3098 115V/1Ph/HT/5'Cond | https://www.zoellerpumps.com/en-us/products/high-temperature/3000-series | EA | 1315 |  | 53514117160 | 53 | LB | 16.25 | 11 | 13.5 | 12 Months | NO
3098-0016 | N3098 115V/1P/HT/15'Cond | N3098 115V/1P/HT/15'Cond | https://www.zoellerpumps.com/en-us/products/high-temperature/3000-series | EA | 1419 |  | 53514126391 | 53 | LB | 16.25 | 11 | 13.5 | 12 Months | NO
3098-0017 | N3098 115V/1Ph/HT/9'Cond | N3098 115V/1Ph/HT/9'Cond | https://www.zoellerpumps.com/en-us/products/high-temperature/3000-series | EA | 1209 |  | 53514150655 | 53 | LB | 16.25 | 11 | 13.5 | 12 Months | NO
3098-0018 | M3098 20'Cd/1Ph/HT/20' Cond | M3098 20'Cd/1Ph/HT/20' Cond | https://www.zoellerpumps.com/en-us/products/high-temperature/3000-series | EA | 1890 |  | 53514162788 | 56 | LB | 16.25 | 11 | 13.5 | 12 Months | NO
3098-0019 | M3098 115V/1Ph/HT/4'Cond | M3098 115V/1Ph/HT/4'Cond | https://www.zoellerpumps.com/en-us/products/high-temperature/3000-series | EA | 1280 |  | 53514170462 | 53 | LB | 16.25 | 11 | 13.5 | 12 Months | NO
3098-0020 | D3098 230V/1P/HT/10'Cond | D3098 230V/1P/HT/10'Cond | https://www.zoellerpumps.com/en-us/products/high-temperature/3000-series | EA | 1552 |  | 53514181758 | 54 | LB | 16.25 | 11 | 13.5 | 12 Months | NO
3098-0021 | M3098 50'Cd/115V/1Ph/HT | M3098 50'Cd/115V/1Ph/HT | https://www.zoellerpumps.com/en-us/products/high-temperature/3000-series | EA | 1595 |  | 53514205287 | 56 | LB | 16.25 | 11 | 13.5 | 12 Months | NO
3098-0022 | M3098 115V/1Ph/HT/8'Cond | M3098 115V/1Ph/HT/8'Cond | https://www.zoellerpumps.com/en-us/products/high-temperature/3000-series | EA | 1420 |  | 53514263812 | 54 | LB | 16.25 | 11 | 13.5 | 12 Months | NO
3098-0023 | M3098 115V/1Ph/HT/10'Cond | M3098 115V/1Ph/HT/10'Cond | https://www.zoellerpumps.com/en-us/products/high-temperature/3000-series | EA | 1490 |  | 53514282172 | 54 | LB | 16.25 | 11 | 13.5 | 12 Months | NO
3098-0024 | M3098 115V/1Ph/HT/13'Cond | M3098 115V/1Ph/HT/13'Cond | https://www.zoellerpumps.com/en-us/products/high-temperature/3000-series | EA | 1595 |  | 53514282196 | 54 | LB | 16.25 | 11 | 13.5 | 12 Months | NO
3098-0025 | E3098 230V/1Ph/HT/15'Cond | E3098 230V/1Ph/HT/15'Cond | https://www.zoellerpumps.com/en-us/products/high-temperature/3000-series | EA | 1496 |  | 53514294281 | 50 | LB | 16.25 | 11 | 13.5 | 12 Months | NO
3098-0027 | M3098 50'Cd/115V/1Ph/HT/5'Cond | M3098 50'Cd/115V/1Ph/HT/5'Cond | https://www.zoellerpumps.com/en-us/products/high-temperature/3000-series | EA | 1665 |  | 53514445645 | 53 | LB | 13.75 | 16 | 18.375 | 12 Months | NO
31-0004 | Basin,F-S/24X30/2V2D/(1)4"Hub | Basin,F-S/24X30/2V2D/(1)4"Hub | https://www.zoellerpumps.com/en-us/products/package-systems/basins | EA | 732 |  | 53514019808 | 73 | LB | 36 | 40 | 48 | 12 Months | NO
31-0006 | Basin,F-S/24X30/3V3D/(1)4"Hub | Basin,F-S/24X30/3V3D/(1)4"Hub | https://www.zoellerpumps.com/en-us/products/package-systems/basins | EA | 612 |  | 53514019822 | 73 | LB | 36 | 40 | 48 | 12 Months | NO
31-0010 | Basin,F-D/36X36/2V2D/(1)4"Hub/10'Stack | Basin,F-D/36X36/2V2D/(1)4"Hub/10'Stack | https://www.zoellerpumps.com/en-us/products/package-systems/basins | EA | 2186 |  | 53514019860 | 221 | LB | 42 | 40 | 48 | 12 Months | NO
31-0011 | Basin,F-D/36X36/3V3D/(1)4"Hub/10'Stack | Basin,F-D/36X36/3V3D/(1)4"Hub/10'Stack | https://www.zoellerpumps.com/en-us/products/package-systems/basins | EA | 1747 |  | 53514019877 | 221 | LB | 42 | 40 | 48 | 12 Months | NO
31-0027 | Basin,F-S/24X30/3V2D/(1)4"Hub | Basin,F-S/24X30/3V2D/(1)4"Hub | https://www.zoellerpumps.com/en-us/products/package-systems/basins | EA | 612 |  | 53514020033 | 73 | LB | 36 | 40 | 48 | 12 Months | NO
31-0039 | Basin,P-S/24X30/2V2D/(1)4"Hub | Basin,P-S/24X30/2V2D/(1)4"Hub | https://www.zoellerpumps.com/en-us/products/package-systems/basins | EA | 487 |  | 53514020149 | 40 | LB | 36 | 40 | 48 | 12 Months | NO
31-0040 | Basin,P-S/24X30/3V3D/(1)4"Hub | Basin,P-S/24X30/3V3D/(1)4"Hub | https://www.zoellerpumps.com/en-us/products/package-systems/basins | EA | 426 |  | 53514020156 | 40 | LB | 36 | 40 | 48 | 12 Months | NO
31-0042 | Basin,P-S/24X30/3V2D/(1)4"Hub | Basin,P-S/24X30/3V2D/(1)4"Hub | https://www.zoellerpumps.com/en-us/products/package-systems/basins | EA | 426 |  | 53514020170 | 40 | LB | 36 | 40 | 48 | 12 Months | NO
31-0043 | Basin,P-D/30X36/2V2D/(1)4"Hub | Basin,P-D/30X36/2V2D/(1)4"Hub | https://www.zoellerpumps.com/en-us/products/package-systems/basins | EA | 1026 |  | 53514020187 | 66 | LB | 42 | 40 | 48 | 12 Months | NO
31-0044 | Basin,P-D/30X36/3V3D/(1)4"Hub | Basin,P-D/30X36/3V3D/(1)4"Hub | https://www.zoellerpumps.com/en-us/products/package-systems/basins | EA | 882 |  | 53514020194 | 66 | LB | 42 | 40 | 48 | 12 Months | NO
31-0046 | Basin,P-D/30X36/3V2D/(1)4"Hub | Basin,P-D/30X36/3V2D/(1)4"Hub | https://www.zoellerpumps.com/en-us/products/package-systems/basins | EA | 882 |  | 53514020217 | 66 | LB | 42 | 40 | 48 | 12 Months | NO
31-0047 | Basin,P-D/36X36/2V2D/(1)4"Hub | Basin,P-D/36X36/2V2D/(1)4"Hub | https://www.zoellerpumps.com/en-us/products/package-systems/basins | EA | 1347 |  | 53514020224 | 141 | LB | 42 | 40 | 48 | 12 Months | NO
31-0048 | Basin,P-D/36X36/3V3D/(1)4"Hub | Basin,P-D/36X36/3V3D/(1)4"Hub | https://www.zoellerpumps.com/en-us/products/package-systems/basins | EA | 1157 |  | 53514020231 | 88 | LB | 42 | 40 | 48 | 12 Months | NO
31-0050 | Basin,P-D/36X36/3V2D/(1)4"Hub | Basin,P-D/36X36/3V2D/(1)4"Hub | https://www.zoellerpumps.com/en-us/products/package-systems/basins | EA | 1157 |  | 53514020255 | 88 | LB | 42 | 40 | 48 | 12 Months | NO
31-0057 | Basin,F-D/36X36/3V2D/(1)4"Hub/10'Stack | Basin,F-D/36X36/3V2D/(1)4"Hub/10'Stack | https://www.zoellerpumps.com/en-us/products/package-systems/basins | EA | 1747 |  | 53514020323 | 221 | LB | 42 | 40 | 48 | 12 Months | NO
31-0071 | Basin,F-D/30X36/2V2D/(1)4"Hub | Basin,F-D/30X36/2V2D/(1)4"Hub | https://www.zoellerpumps.com/en-us/products/package-systems/basins | EA | 1394 |  | 53514020460 | 82 | LB | 42 | 40 | 48 | 12 Months | NO
31-0072 | Basin,F-D/30X36/3V3D/(1)4"Hub | Basin,F-D/30X36/3V3D/(1)4"Hub | https://www.zoellerpumps.com/en-us/products/package-systems/basins | EA | 1111 |  | 53514020477 | 83 | LB | 42 | 40 | 48 | 12 Months | NO
31-0074 | Basin,F-D/30X36/3V2D/(1)4"Hub | Basin,F-D/30X36/3V2D/(1)4"Hub | https://www.zoellerpumps.com/en-us/products/package-systems/basins | EA | 1111 |  | 53514020491 | 83 | LB | 42 | 40 | 48 | 12 Months | NO
31-0081 | Basin,P-S/18X30/2V2D/(1)4"Hub/Split Cover | Basin,P-S/18X30/2V2D/(1)4"Hub/Split Cover | https://www.zoellerpumps.com/en-us/products/package-systems/basins | EA | 185 |  | 53514020569 | 29 | LB | 30 | 21 | 21 | 12 Months | NO
31-0082 | Basin,P-S/18X30/3V3D/(1)4"Hub/12Ga Cover | Basin,P-S/18X30/3V3D/(1)4"Hub/12Ga Cover | https://www.zoellerpumps.com/en-us/products/package-systems/basins | EA | 148 |  | 53514020576 | 22.25 | LB | 30 | 21 | 21 | 12 Months | NO
31-0084 | Basin,P-S/18X30/3V2D/(1)4"Hub | Basin,P-S/18X30/3V2D/(1)4"Hub | https://www.zoellerpumps.com/en-us/products/package-systems/basins | EA | 151 |  | 53514020590 | 22.25 | LB | 30 | 21 | 21 | 12 Months | NO
31-0091 | Basin,P-S/18X30/2V2D/(1)4"Hub/12Ga Cover | Basin,P-S/18X30/2V2D/(1)4"Hub/12Ga Cover | https://www.zoellerpumps.com/en-us/products/package-systems/basins | EA | 173 |  | 53514020668 | 22.25 | LB | 30 | 21 | 21 | 12 Months | NO
31-0124 | Basin,F-D/48X48/2V2D/(1)4"Hub/10'Stack | Basin,F-D/48X48/2V2D/(1)4"Hub/10'Stack | https://www.zoellerpumps.com/en-us/products/package-systems/basins | EA | 3663 |  | 53514020989 | 307 | LB | 54 | 54 | 54 | 12 Months | NO
31-0125 | Basin,F-D/48X48/3V3D/(1)4"Hub/10'Stack | Basin,F-D/48X48/3V3D/(1)4"Hub/10'Stack | https://www.zoellerpumps.com/en-us/products/package-systems/basins | EA | 2922 |  | 53514020996 | 307 | LB | 54 | 54 | 54 | 12 Months | NO
31-0127 | Basin,F-D/48X48/3V2D/(1)4"Hub/10'Stack | Basin,F-D/48X48/3V2D/(1)4"Hub/10'Stack | https://www.zoellerpumps.com/en-us/products/package-systems/basins | EA | 2922 |  | 53514021016 | 307 | LB | 54 | 54 | 54 | 12 Months | NO
31-0154 | Basin,F-S/18X30/2V2D/(1)4"Flat Hub/Split Cover | Basin,F-S/18X30/2V2D/(1)4"Flat Hub/Split Cover | https://www.zoellerpumps.com/en-us/products/package-systems/basins | EA | 387 |  | 53514021283 | 36 | LB | 36 | 21 | 21 | 12 Months | NO
31-0155 | Basin,F-S/18X30/3V3D/(1)4"Flat Hub/Split Cover | Basin,F-S/18X30/3V3D/(1)4"Flat Hub/Split Cover | https://www.zoellerpumps.com/en-us/products/package-systems/basins | EA | 299 |  | 53514021290 | 36 | LB | 36 | 21 | 21 | 12 Months | NO
31-0157 | Basin,F-S/18X30/3V2D/(1)4"Flat Hub/Split Cover | Basin,F-S/18X30/3V2D/(1)4"Flat Hub/Split Cover | https://www.zoellerpumps.com/en-us/products/package-systems/basins | EA | 299 |  | 53514021313 | 36 | LB | 36 | 21 | 21 | 12 Months | NO
31-0159 | Basin,P-S/18X30/2V2D/(1)4"Psl/10'Stack | Basin,P-S/18X30/2V2D/(1)4"Psl/10'Stack | https://www.zoellerpumps.com/en-us/products/package-systems/basins | EA | 239 |  | 53514021337 | 27 | LB | 30 | 21 | 21 | 12 Months | NO
31-0161 | Basin,P-S/18X30/3V3D/(1)4"Psl/10'Stack | Basin,P-S/18X30/3V3D/(1)4"Psl/10'Stack | https://www.zoellerpumps.com/en-us/products/package-systems/basins | EA | 204 |  | 53514021351 | 27 | LB | 30 | 21 | 21 | 12 Months | NO
31-0162 | Basin,P-S/18X30/3V2D/(1)4"Psl/10'Stack | Basin,P-S/18X30/3V2D/(1)4"Psl/10'Stack | https://www.zoellerpumps.com/en-us/products/package-systems/basins | EA | 204 |  | 53514021368 | 27 | LB | 30 | 21 | 21 | 12 Months | NO
31-0214 | Basin,F-S/18X30/2V2D/(1)4"Hub/10'Stack | Basin,F-S/18X30/2V2D/(1)4"Hub/10'Stack | https://www.zoellerpumps.com/en-us/products/package-systems/basins | EA | 429 |  | 53514021818 | 38 | LB | 36 | 21 | 21 | 12 Months | NO
31-0215 | Basin,F-S/18X30/3V3D/(1)4"Hub/10'Stack | Basin,F-S/18X30/3V3D/(1)4"Hub/10'Stack | https://www.zoellerpumps.com/en-us/products/package-systems/basins | EA | 326 |  | 53514021825 | 38 | LB | 36 | 21 | 21 | 12 Months | NO
31-0217 | Basin,F-S/18X30/3V2D/(1)4"Hub/10'Stack | Basin,F-S/18X30/3V2D/(1)4"Hub/10'Stack | https://www.zoellerpumps.com/en-us/products/package-systems/basins | EA | 326 |  | 53514021849 | 38 | LB | 36 | 21 | 21 | 12 Months | NO
31-0218 | Basin,F-S/24X30/2V2D/(1)4"Hub/10'Stack | Basin,F-S/24X30/2V2D/(1)4"Hub/10'Stack | https://www.zoellerpumps.com/en-us/products/package-systems/basins | EA | 1075 |  | 53514021856 | 80 | LB | 36 | 40 | 48 | 12 Months | NO
31-0219 | Basin,F-S/24X30/3V3D/(1)4"Hub/10'Stack | Basin,F-S/24X30/3V3D/(1)4"Hub/10'Stack | https://www.zoellerpumps.com/en-us/products/package-systems/basins | EA | 857 |  | 53514021863 | 80 | LB | 36 | 40 | 48 | 12 Months | NO
31-0221 | Basin,F-S/24X30/3V2D/(1)4"Hub/10'Stack | Basin,F-S/24X30/3V2D/(1)4"Hub/10'Stack | https://www.zoellerpumps.com/en-us/products/package-systems/basins | EA | 857 |  | 53514021887 | 80 | LB | 36 | 40 | 48 | 12 Months | NO
31-0222 | Basin,F-D/30X36/2V2D/(1)4"Hub/10'Stack | Basin,F-D/30X36/2V2D/(1)4"Hub/10'Stack | https://www.zoellerpumps.com/en-us/products/package-systems/basins | EA | 1733 |  | 53514021894 | 172 | LB | 42 | 40 | 48 | 12 Months | NO
31-0223 | Basin,F-D/30X36/3V3D/(1)4"Hub/10'Stack | Basin,F-D/30X36/3V3D/(1)4"Hub/10'Stack | https://www.zoellerpumps.com/en-us/products/package-systems/basins | EA | 1381 |  | 53514021900 | 172 | LB | 42 | 40 | 48 | 12 Months | NO
31-0225 | Basin,F-D/30X36/3V2D/(1)4"Hub/10'Stack | Basin,F-D/30X36/3V2D/(1)4"Hub/10'Stack | https://www.zoellerpumps.com/en-us/products/package-systems/basins | EA | 1381 |  | 53514021924 | 172 | LB | 42 | 40 | 48 | 12 Months | NO
31-0249 | Basin,P-S/18X22/3V1.5D/Radon | Basin,P-S/18X22/3V1.5D/Radon | https://www.zoellerpumps.com/en-us/products/package-systems/basins | EA | 137 |  | 53514026370 | 16 | LB | 28 | 21 | 21 | 12 Months | NO
31-0251 | Basin,P-18X22/(1)5"Hole W-Psl | Basin,P-18X22/(1)5"Hole W-Psl | https://www.zoellerpumps.com/en-us/products/package-systems/basins | EA | 58 |  | 53514073411 | 7 | LB | 28 | 21 | 21 | 12 Months | NO
31-0444 | Basin,P-18X22 WO Hub & Hole | Basin,P-18X22 WO Hub & Hole | https://www.zoellerpumps.com/en-us/products/package-systems/basins | EA | 53 |  | 53514040147 | 7 | LB | 28 | 21 | 21 | 12 Months | NO
31-0445 | Basin,P-S/18X22 WO Hub & Hole/(Pedestal) | Basin,P-S/18X22 WO Hub & Hole/(Pedestal) | https://www.zoellerpumps.com/en-us/products/package-systems/basins | EA | 79 |  | 53514039820 | 9 | LB | 28 | 21 | 21 | 12 Months | NO
31-0594 | Basin,F-S/24X72/Blank Cvr/AFD/W-Pseal | Basin,F-S/24X72/Blank Cvr/AFD/W-Pseal | https://www.zoellerpumps.com/en-us/products/package-systems/basins | EA | 1088 |  | 53514060992 | 107 | LB | 78 | 40 | 48 | 12 Months | NO
31-0608 | Basin,P-S/18X30/2"Int V/2D/(1)4"P-Sl/Poly Cover | Basin,P-S/18X30/2"Int V/2D/(1)4"P-Sl/Poly Cover | https://www.zoellerpumps.com/en-us/products/package-systems/basins | EA | 201 |  | 53514062439 | 18 | LB | 30 | 21 | 21 | 12 Months | NO
31-0615 | Basin,P-S/18X30/2V2D/(1)4"P-Seal/12Ga Cover | Basin,P-S/18X30/2V2D/(1)4"P-Seal/12Ga Cover | https://www.zoellerpumps.com/en-us/products/package-systems/basins | EA | 182 |  | 53514062477 | 23 | LB | 36 | 21 | 21 | 12 Months | NO
31-0813 | Extension,Basin-F 12" For 36" Dia | Extension,Basin-F 12" For 36" Dia | https://www.zoellerpumps.com/en-us/products/package-systems/basins | EA | 365 |  | 53514070021 | 49 | lb | 13 | 40 | 40 | 12 Months | NO
31-0866 | Basin,F-S/24X48/Blnk Fg Cvr/AFD/P-Seals | Basin,F-S/24X48/Blnk Fg Cvr/AFD/P-Seals | https://www.zoellerpumps.com/en-us/products/package-systems/basins | EA | 1058 |  | 53514080525 | 88 | LB | 54 | 40 | 48 | 12 Months | NO
31-0946 | Basin,F-S/24X60/Blank Cvr/AFD/W-P-Seal | Basin,F-S/24X60/Blank Cvr/AFD/W-P-Seal | https://www.zoellerpumps.com/en-us/products/package-systems/basins | EA | 1293 |  | 53514088972 | 103 | LB | 66 | 40 | 48 | 12 Months | NO
31-0994 | Extension,Basin-F 12" For 24"Dia | Extension,Basin-F 12" For 24"Dia | https://www.zoellerpumps.com/en-us/products/package-systems/basins | EA | 244 |  | 53514096212 | 26 | LB | 13 | 28 | 28 | 12 Months | NO
311-0002 | Pump,Transfer 115V/1Ph/60Hz/cCSAus | Pump,Transfer 115V/1Ph/60Hz/cCSAus | https://www.zoellerpumps.com/en-us/products/utility-pedestal/transfer-pumps/model-311 | EA | 247 |  | 53514137212 | 7.75 | LB | 11 | 9.5 | 10.5 | 90 Days | YES
31-1098 | Basin,PSF-S/18X30/2V2D/(1)4"Hole/PSF Cover | Basin,PSF-S/18X30/2V2D/(1)4"Hole/PSF Cover | https://www.zoellerpumps.com/en-us/products/package-systems/basins | EA | 261 |  | 53514111915 | 24 | LB | 36 | 22 | 22 | 12 Months | NO
31-1099 | Basin,PSF-S/18X30/2V2D/(1)4"Hole/PSF Split Cover | Basin,PSF-S/18X30/2V2D/(1)4"Hole/PSF Split Cover | https://www.zoellerpumps.com/en-us/products/package-systems/basins | EA | 268 |  | 53514111922 | 24 | LB | 36 | 22 | 22 | 12 Months | NO
31-1100 | Basin,PSF-S/18X30/3V3D/(1)4"Hole/PSF Split Cover | Basin,PSF-S/18X30/3V3D/(1)4"Hole/PSF Split Cover | https://www.zoellerpumps.com/en-us/products/package-systems/basins | EA | 216 |  | 53514111939 | 24 | LB | 36 | 22 | 22 | 12 Months | NO
31-1101 | Basin,PSF-S/18X30/3V2D/(1)4"Hole/PSF Split Cover | Basin,PSF-S/18X30/3V2D/(1)4"Hole/PSF Split Cover | https://www.zoellerpumps.com/en-us/products/package-systems/basins | EA | 216 |  | 53514111946 | 24 | LB | 36 | 22 | 22 | 12 Months | NO
31-1102 | Basin,PSF-S/24X36/2V2D/(1)4"Hole/Solid FG Cover | Basin,PSF-S/24X36/2V2D/(1)4"Hole/Solid FG Cover | https://www.zoellerpumps.com/en-us/products/package-systems/basins | EA | 670 |  | 53514111953 | 51 | LB | 42 | 40 | 48 | 12 Months | NO
31-1103 | Basin,PSF-S/24X36/3V3D/(1)4"Hole/FgCover | Basin,PSF-S/24X36/3V3D/(1)4"Hole/FgCover | https://www.zoellerpumps.com/en-us/products/package-systems/basins | EA | 561 |  | 53514111960 | 51 | LB | 42 | 40 | 48 | 12 Months | NO
31-1104 | Basin,PSF-S/24X36/3V2D/(1)4"Hole WithCombo Hub | Basin,PSF-S/24X36/3V2D/(1)4"Hole WithCombo Hub | https://www.zoellerpumps.com/en-us/products/package-systems/basins | EA | 561 |  | 53514111977 | 51 | LB | 42 | 40 | 48 | 12 Months | NO
31-1105 | Basin,PSF-D/30X36/2V2D/(1)4"Hole/FG Cover W-Insp | Basin,PSF-D/30X36/2V2D/(1)4"Hole/FG Cover W-Insp | https://www.zoellerpumps.com/en-us/products/package-systems/basins | EA | 1317 |  | 53514111984 | 75 | LB | 38 | 34 | 34 | 12 Months | NO
31-1106 | Basin,PSF-D/30X36/3V3D/(1)4"Hole/FG Cover W-Insp | Basin,PSF-D/30X36/3V3D/(1)4"Hole/FG Cover W-Insp | https://www.zoellerpumps.com/en-us/products/package-systems/basins | EA | 1018 |  | 53514111991 | 75 | LB | 42 | 40 | 48 | 12 Months | NO
31-1107 | Basin,PSF-D/30X36/3V2D/(1)4"Hole/FG Cover W-Insp | Basin,PSF-D/30X36/3V2D/(1)4"Hole/FG Cover W-Insp | https://www.zoellerpumps.com/en-us/products/package-systems/basins | EA | 1018 |  | 53514112004 | 75 | LB | 42 | 40 | 48 | 12 Months | NO
31-1338 | Basin,PSF-S/18X30/2 & 3V 2D/Economy | Basin,PSF-S/18X30/2 & 3V 2D/Economy | https://www.zoellerpumps.com/en-us/products/package-systems/basins | EA | 178 |  | 53514134181 | 23 | LB | 36 | 22 | 22 | 12 Months | NO
31-1450 | Basin,F-S/36X48/Blnk Cvr/Pipe Seal Pak | Basin,F-S/36X48/Blnk Cvr/Pipe Seal Pak | https://www.zoellerpumps.com/en-us/products/package-systems/basins | EA | 1964 |  | 53514144333 | 145 | LB | 54 | 40 | 48 | 12 Months | NO
31-1451 | Basin,F-S/36X60/Blnk Cvr/Pipe Seal Pak | Basin,F-S/36X60/Blnk Cvr/Pipe Seal Pak | https://www.zoellerpumps.com/en-us/products/package-systems/basins | EA | 2127 |  | 53514144340 | 159 | LB | 66 | 40 | 48 | 12 Months | NO
31-1452 | Basin,F-D/36X72/Blnk Cvr/Pipe Seal Pak | Basin,F-D/36X72/Blnk Cvr/Pipe Seal Pak | https://www.zoellerpumps.com/en-us/products/package-systems/basins | EA | 2701 |  | 53514144357 | 234 | LB | 78 | 40 | 48 | 12 Months | NO
31-1473 | Extension,Basin-PSF 12" For 18"Dia | Extension,Basin-PSF 12" For 18"Dia | https://www.zoellerpumps.com/en-us/products/package-systems/basins | EA | 162 |  | 53514146214 | 10 | LB | 13 | 22 | 22 | 12 Months | NO
31-1476 | Extension,Basin-PSF 6" For 18"Dia | Extension,Basin-PSF 6" For 18"Dia | https://www.zoellerpumps.com/en-us/products/package-systems/basins | EA | 136 |  | 53514146221 | 5 | LB | 7 | 22 | 22 | 12 Months | NO
31-1586 | Basin,F-S/30X72/Blnk Fg Cvr/P-Sl Pak/AFD | Basin,F-S/30X72/Blnk Fg Cvr/P-Sl Pak/AFD | https://www.zoellerpumps.com/en-us/products/package-systems/basins | EA | 2124 |  | 53514158613 | 176 | LB | 78 | 40 | 48 | 12 Months | NO
31-1608 | Basin,PSF-S/18X30/2V2D/Sih/Split Cvr/AFD/Torque Stops | Basin,PSF-S/18X30/2V2D/Sih/Split Cvr/AFD/Torque Stops | https://www.zoellerpumps.com/en-us/products/package-systems/basins | EA | 306 |  | 53514160531 | 24 | LB | 36 | 22 | 22 | 12 Months | NO
31-1721 | Basin,F-S/24X24/2V1.5D/4"Hub Loose/FG Perforated Cvr | Basin,F-S/24X24/2V1.5D/4"Hub Loose/FG Perforated Cvr | https://www.zoellerpumps.com/en-us/products/package-systems/basins | EA | 1052 |  | 53514174606 | 55 | LB | 30 | 40 | 48 | 12 Months | NO
31-1830 | Basin,F-S/30X48/Blnk Cvr/Pipe Seal Pak | Basin,F-S/30X48/Blnk Cvr/Pipe Seal Pak | https://www.zoellerpumps.com/en-us/products/package-systems/basins | EA | 1252 |  | 53514187057 | 112 | LB | 54 | 40 | 48 | 12 Months | NO
31-1831 | Basin,F-S/30X60/Blnk Cvr/Pipe Seal Pak | Basin,F-S/30X60/Blnk Cvr/Pipe Seal Pak | https://www.zoellerpumps.com/en-us/products/package-systems/basins | EA | 1559 |  | 53514187064 | 124 | LB | 66 | 40 | 48 | 12 Months | NO
31-1855 | Basin,P-S/18X30/Wo Hole/4"Hub/Poly Cvr W/Cd Seal | Basin,P-S/18X30/Wo Hole/4"Hub/Poly Cvr W/Cd Seal | https://www.zoellerpumps.com/en-us/products/package-systems/basins | EA | 134 |  | 53514190057 | 15 | LB | 36 | 40 | 48 | 12 Months | NO
31-1996 | Basin,F-S/24X36/1.5V1.5D/4"Hub Loose/FGPerforated Cvr | Basin,F-S/24X36/1.5V1.5D/4"Hub Loose/FGPerforated Cvr | https://www.zoellerpumps.com/en-us/products/package-systems/basins | EA | 1411 |  | 53514209544 | 65 | LB | 30 | 40 | 48 | 12 Months | NO
31-1997 | Basin,P-S/24X24/2V2D/ZCO/1 Hole Cord Seal | Basin,P-S/24X24/2V2D/ZCO/1 Hole Cord Seal | https://www.zoellerpumps.com/en-us/products/package-systems/basins | EA | 341 |  | 53514213183 | 28 | LB | 30 | 40 | 48 | 12 Months | NO
31-2228 | Basin,PSF-18X30/4" Hub Hole WO Hub/Torque Stops | Basin,PSF-18X30/4" Hub Hole WO Hub/Torque Stops | https://www.zoellerpumps.com/en-us/products/package-systems/basins | EA | 87 |  | 53514311742 | 16 | LB | 36 | 22 | 22 | 12 Months | NO
31-2229 | Basin,PSF-18X30/4" Hub Hole WO Hub | Basin,PSF-18X30/4" Hub Hole WO Hub | https://www.zoellerpumps.com/en-us/products/package-systems/basins | EA | 103 |  | 53514314590 | 16 | LB | 36 | 22 | 22 | 12 Months | NO
31-2325 | Basin,PSF-18X30/With Out Hub & Hole | Basin,PSF-18X30/With Out Hub & Hole | https://www.zoellerpumps.com/en-us/products/package-systems/basins | EA | 101 |  | 53514311759 | 16 | LB | 36 | 22 | 22 | 12 Months | NO
31-2379 | Basin,PSF-18X30/4" Hole With 4" Pipe Seal/Torque Stops | Basin,PSF-18X30/4" Hole With 4" Pipe Seal/Torque Stops | https://www.zoellerpumps.com/en-us/products/package-systems/basins | EA | 100 |  | 53514327750 | 16 | LB | 36 | 22 | 22 | 12 Months | NO
31-2380 | Basin,PSF-18x30/4" Hole With 4" Pipe Seal | Basin,PSF-18x30/4" Hole With 4" Pipe Seal | https://www.zoellerpumps.com/en-us/products/package-systems/basins | EA | 117 |  | 53514327767 | 16 | LB | 36 | 22 | 22 | 12 Months | NO
31-2952 | Riser,Extension/Hardware Pak/LPS/ 30" Dia X 26" Long/Green |  |  | EA | 1044 |  | 53514463441 | 10 | LB | 26 | 32 | 32 | 12 Months | NO
31-2953 | Riser,Extension/Hardware Pak/LPS/ 30" Dia X 12" Long/Green |  |  | EA | 871 |  | 53514463458 | 10 | LB | 14 | 32 | 32 | 12 Months | NO
31-3046 | Basin,P-S/24X24/2V2D PSF Cover w/Inspection Plate |  |  | EA | 376 |  | 53514487874 | 31 | LB | 31 | LB | LB | 12 Months | NO
31314-0001 | Control,Pivot/Sim/1Ph/115/200/230V/0-7FLA/Standard |  |  | EA | 1134 |  | 53514445812 | 9 | LB | 9 | LB | LB | 60 Months | NO
31324-0001 | Control,Pivot/Sim/1Ph/115/200/230V/7-15FLA/Standard |  |  | EA | 1160 |  | 53514445829 | 9 | LB | 9 | LB | LB | 60 Months | NO
31334-0001 | Control,Pivot/Sim/1Ph/115/200/230V/15-20FLA/Standard |  |  | EA | 1164 |  | 53514445836 | 9 | LB | 9 | LB | LB | 60 Months | NO
31344-0001 | Control,Pivot/Sim/1Ph/115/200/230V/20-30FLA/Standard |  |  | EA | 1279 |  | 53514471835 | 9 | LB | 9 | LB | LB | 60 Months | NO
31354-0001 | Control,Pivot/Sim/1Ph/115/200/230V/0-20FLA/Standard |  |  | EA | 1273 |  | 53514445843 | 9 | LB | 9 | LB | LB | 60 Months | NO
3137-0001 | M3137 115V/1Ph/HT | M3137 115V/1Ph/HT | https://www.zoellerpumps.com/en-us/products/high-temperature/3000-series | EA | 1537 |  | 53514022020 | 57 | LB | 13.75 | 11 | 11 | 12 Months | NO
3137-0002 | N3137 115V/1Ph/High Temp | N3137 115V/1Ph/Hi Temp | https://www.zoellerpumps.com/en-us/products/high-temperature/3000-series | EA | 1371 |  | 53514022037 | 53 | LB | 13.75 | 11 | 11 | 12 Months | NO
3137-0003 | D3137 230V/1Ph/HT | D3137 230V/1Ph/HT | https://www.zoellerpumps.com/en-us/products/high-temperature/3000-series | EA | 1528 |  | 53514022044 | 57 | LB | 13.75 | 11 | 11 | 12 Months | NO
3137-0004 | E3137 230V/1Ph/HT | E3137 230V/1Ph/HT | https://www.zoellerpumps.com/en-us/products/high-temperature/3000-series | EA | 1375 |  | 53514022051 | 53 | LB | 13.75 | 11 | 11 | 12 Months | NO
3137-0005 | M3137 25'Cd/115V/1Ph/HT | M3137 25'Cd/115V/1Ph/HT | https://www.zoellerpumps.com/en-us/products/high-temperature/3000-series | EA | 1637 |  | 53514022068 | 59 | LB | 13.75 | 11 | 11 | 12 Months | NO
3137-0008 | E3137 230V/1P/10'Cond/HT | E3137 230V/1P/10'Cond/HT | https://www.zoellerpumps.com/en-us/products/high-temperature/3000-series | EA | 1515 |  | 53514029791 | 55 | LB | 13.75 | 11 | 11 | 12 Months | NO
3137-0009 | N3137 115V/1P/20'Cond/HT | N3137 115V/1P/20'Cond/HT | https://www.zoellerpumps.com/en-us/products/high-temperature/3000-series | EA | 1861 |  | 53514032531 | 55 | LB | 13.75 | 11 | 11 | 12 Months | NO
3137-0012 | M3137 35'Cd/115V/1Ph/HT | M3137 35'Cd/115V/1Ph/HT | https://www.zoellerpumps.com/en-us/products/high-temperature/3000-series | EA | 1737 |  | 53514041946 | 62 | LB | 13.75 | 11 | 11 | 12 Months | NO
3137-0014 | M3137 115V/1Ph/6'Cond/HT | M3137 115V/1Ph/6'Cond/HT | https://www.zoellerpumps.com/en-us/products/high-temperature/3000-series | EA | 1642 |  | 53514060978 | 58 | LB | 13.75 | 11 | 11 | 12 Months | NO
3137-0016 | M3137 115V/1Ph/5'Cond/HT | M3137 115V/1Ph/5'Cond/HT | https://www.zoellerpumps.com/en-us/products/high-temperature/3000-series | EA | 1607 |  | 53514092658 | 58 | LB | 13.75 | 11 | 11 | 12 Months | NO
3137-0017 | N3137 115V/1P/15'Cond/HT | N3137 115V/1P/15'Cond/HT | https://www.zoellerpumps.com/en-us/products/high-temperature/3000-series | EA | 1686 |  | 53514092825 | 54 | LB | 13.75 | 11 | 11 | 12 Months | NO
3137-0018 | N3137 115V/1P/25'Cond/HT | N3137 115V/1P/25'Cond/HT | https://www.zoellerpumps.com/en-us/products/high-temperature/3000-series | EA | 2036 |  | 53514143534 | 56 | LB | 13.75 | 11 | 11 | 12 Months | NO
3137-0019 | N3137 115V/1P/12'Cond/HT | N3137 115V/1P/12'Cond/HT | https://www.zoellerpumps.com/en-us/products/high-temperature/3000-series | EA | 1581 |  | 53514176129 | 54 | LB | 13.75 | 11 | 11 | 12 Months | NO
3137-0020 | D3137 230V/1Ph/10' Conduit/HT | D3137 230V/1Ph/10' Conduit/HT | https://www.zoellerpumps.com/en-us/products/high-temperature/3000-series | EA | 1773 |  | 53514259853 | 57 | LB | 13.75 | 11 | 11 | 12 Months | NO
3137-0021 | M3137 25'Cd/115V/1Ph/6'Cond/HT | M3137 25'Cd/115V/1Ph/6'Cond/HT | https://www.zoellerpumps.com/en-us/products/high-temperature/3000-series | EA | 1742 |  | 53514328641 | 58 | LB | 13.75 | 11 | 11 | 12 Months | NO
3137-0022 | M3137 115V/1Ph/10'Cond/HT | M3137 115V/1Ph/10'Cond/HT | https://www.zoellerpumps.com/en-us/products/high-temperature/3000-series | EA | 1782 |  | 53514351304 | 59 | LB | 13.75 | 11 | 11 | 12 Months | NO
3137-0023 | N3137 115V/1P/30'Cond/HT | N3137 115V/1P/30'Cond/HT | https://www.zoellerpumps.com/en-us/products/high-temperature/3000-series | EA | 2211 |  | 53514352592 | 56 | LB | 13.75 | 11 | 11 | 12 Months | NO
3137-0024 | M3137 115V/1Ph/20'Cond/HT | M3137 115V/1Ph/20'Cond/HT | https://www.zoellerpumps.com/en-us/products/high-temperature/3000-series | EA | 2132 |  | 53514356200 | 59 | LB | 13.75 | 11 | 11 | 12 Months | NO
3137-0026 | M3137 115V/1Ph/17'Cond/HT | M3137 115V/1Ph/17'Cond/HT | https://www.zoellerpumps.com/en-us/products/high-temperature/3000-series | EA | 2027 |  | 53514373894 | 59 | LB | 13.75 | 11 | 11 | 12 Months | NO
3137-0027 | N3137 115V/1P/50'Cond/HT | N3137 115V/1P/50'Cond/HT | https://www.zoellerpumps.com/en-us/products/high-temperature/3000-series | EA | 2911 |  | 53514467180 | 56 | LB | 13.75 | 11 | 11 | 12 Months | NO
314-0002 | Pump,Utility Transfer/115V/1Ph/.5Hp/cCSAus | Pump,Utility Transfer/115V/1Ph/.5Hp/cCSAus | https://www.zoellerpumps.com/en-us/products/utility-pedestal/transfer-pumps/model-314 | EA | 487 |  | 53514145842 | 17 | LB | 11.5 | 7 | 9.5 | 12 Months | NO
3161-0001 | M3161 115V/1Ph/HT | M3161 115V/1Ph/HT | https://www.zoellerpumps.com/en-us/products/high-temperature/3000-series | EA | 2395 |  | 53514060213 | 90 | LB | 21.25 | 11.75 | 14.75 | 12 Months | NO
3161-0002 | N3161 115V/1Ph/High Temp | N3161 115V/1Ph/Hi Temp | https://www.zoellerpumps.com/en-us/products/high-temperature/3000-series | EA | 2145 |  | 53514060220 | 86 | LB | 21.25 | 11.75 | 14.75 | 12 Months | NO
3161-0003 | D3161 230V/1Ph/HT | D3161 230V/1Ph/HT | https://www.zoellerpumps.com/en-us/products/high-temperature/3000-series | EA | 2607 |  | 53514060237 | 90 | LB | 21.25 | 11.75 | 14.75 | 12 Months | NO
3161-0004 | E3161 230V/1Ph/HT | E3161 230V/1Ph/HT | https://www.zoellerpumps.com/en-us/products/high-temperature/3000-series | EA | 2346 |  | 53514060244 | 86 | LB | 21.25 | 11.75 | 14.75 | 12 Months | NO
3161-0005 | M3161 25'Cd/115V/1Ph/HT | M3161 25'Cd/115V/1Ph/HT | https://www.zoellerpumps.com/en-us/products/high-temperature/3000-series | EA | 2555 |  | 53514061173 | 92 | LB | 21.25 | 11.75 | 14.75 | 12 Months | NO
3161-0006 | M3161 115V/1Ph/6'Cond/HT | M3161 115V/1Ph/6'Cond/HT | https://www.zoellerpumps.com/en-us/products/high-temperature/3000-series | EA | 2560 |  | 53514096656 | 91 | LB | 21.25 | 11.75 | 14.75 | 12 Months | NO
3161-0008 | N3161 115V/1Ph/15'Cond/HT | N3161 115V/1Ph/15'Cond/HT | https://www.zoellerpumps.com/en-us/products/high-temperature/3000-series | EA | 2460 |  | 53514115395 | 86 | LB | 21.25 | 11.75 | 14.75 | 12 Months | NO
3161-0011 | M3161 30'Cd/115V/1Ph/HT | M3161 30'Cd/115V/1Ph/HT | https://www.zoellerpumps.com/en-us/products/high-temperature/3000-series | EA | 2545 |  | 53514153014 | 95 | LB | 21.25 | 11.75 | 14.75 | 12 Months | NO
3161-0013 | M3161 115V/1Ph/9'Cond/HT | M3161 115V/1Ph/9'Cond/HT | https://www.zoellerpumps.com/en-us/products/high-temperature/3000-series | EA | 2605 |  | 53514162573 | 92 | LB | 21.25 | 11.75 | 14.75 | 12 Months | NO
3161-0016 | D3161 25'Cd/230V/1Ph/HT | D3161 25'Cd/230V/1Ph/HT | https://www.zoellerpumps.com/en-us/products/high-temperature/3000-series | EA | 2707 |  | 53514194185 | 91 | LB | 21.25 | 11.75 | 14.75 | 12 Months | NO
3161-0018 | M3161 30'Cd/115V/1Ph/10'Cond/HT | M3161 30'Cd/115V/1Ph/10'Cond/HT | https://www.zoellerpumps.com/en-us/products/high-temperature/3000-series | EA | 2890 |  | 53514261320 | 96 | LB | 21.25 | 11.75 | 14.75 | 12 Months | NO
3161-0020 | N3161 115V/1Ph/20'Cond/HT | N3161 115V/1Ph/20'Cond/HT | https://www.zoellerpumps.com/en-us/products/high-temperature/3000-series | EA | 2635 |  | 53514265854 | 87 | LB | 21.25 | 11.75 | 14.75 | 12 Months | NO
3161-0023 | N3161 115V/1Ph/10'Cond/HT | N3161 115V/1Ph/10'Cond/HT | https://www.zoellerpumps.com/en-us/products/high-temperature/3000-series | EA | 2285 |  | 53514263942 | 86 | LB | 21.25 | 11.75 | 14.75 | 12 Months | NO
3161-0026 | N3161 115V/1Ph/25'Cond/HT | N3161 115V/1Ph/25'Cond/HT | https://www.zoellerpumps.com/en-us/products/high-temperature/3000-series | EA | 2335 |  | 53514346775 | 86 | LB | 21.25 | 11.75 | 14.75 | 12 Months | NO
3161-0027 | D3161 35'Cd/230V/1Ph/HT | D3161 35'Cd/230V/1Ph/HT | https://www.zoellerpumps.com/en-us/products/high-temperature/3000-series | EA | 2807 |  | 53514358006 | 91 | LB | 21.25 | 11.75 | 14.75 | 12 Months | NO
3161-0028 | D3161 230V/1Ph/HT/12'Cond | D3161 230V/1Ph/HT/12'Cond | https://www.zoellerpumps.com/en-us/products/high-temperature/3000-series | EA | 2922 |  | 53514391843 | 88 | LB | 21.25 | 11.75 | 14.75 | 12 Months | NO
3161-0029 | M3161 50'Cd/115V/1Ph/HT | M3161 50'Cd/115V/1Ph/HT | https://www.zoellerpumps.com/en-us/products/high-temperature/3000-series | EA | 2745 |  | 53514457945 | 95 | LB | 22 | 15 | 20 | 12 Months | NO
3163-0001 | M3163 115V/1Ph/HT | M3163 115V/1Ph/HT | https://www.zoellerpumps.com/en-us/products/high-temperature/3000-series | EA | 2395 |  | 53514060299 | 90 | LB | 21.25 | 11.75 | 14.75 | 12 Months | NO
3163-0002 | N3163 115V/1Ph/High Temp | N3163 115V/1Ph/Hi Temp | https://www.zoellerpumps.com/en-us/products/high-temperature/3000-series | EA | 2145 |  | 53514060305 | 86 | LB | 21.25 | 11.75 | 14.75 | 12 Months | NO
3163-0003 | D3163 230V/1Ph/HT | D3163 230V/1Ph/HT | https://www.zoellerpumps.com/en-us/products/high-temperature/3000-series | EA | 2607 |  | 53514060312 | 90 | LB | 21.25 | 11.75 | 14.75 | 12 Months | NO
3163-0004 | E3163 230V/1Ph/HT | E3163 230V/1Ph/HT | https://www.zoellerpumps.com/en-us/products/high-temperature/3000-series | EA | 2346 |  | 53514060329 | 86 | LB | 21.25 | 11.75 | 14.75 | 12 Months | NO
3163-0005 | N3163 115V/1Ph/12'Cond/HT | N3163 115V/1Ph/12'Cond/HT | https://www.zoellerpumps.com/en-us/products/high-temperature/3000-series | EA | 2355 |  | 53514084271 | 89 | LB | 21.25 | 11.75 | 14.75 | 12 Months | NO
3163-0006 | E3163 230V/1Ph/15'Cond/HT | E3163 230V/1Ph/15'Cond/HT | https://www.zoellerpumps.com/en-us/products/high-temperature/3000-series | EA | 2661 |  | 53514087999 | 88 | LB | 21.25 | 11.75 | 14.75 | 12 Months | NO
3163-0007 | N3163 115V/1Ph/21'Cond/HT | N3163 115V/1Ph/21'Cond/HT | https://www.zoellerpumps.com/en-us/products/high-temperature/3000-series | EA | 2670 |  | 53514089900 | 89 | LB | 21.25 | 11.75 | 14.75 | 12 Months | NO
3163-0008 | M3163 115V/1Ph/6'Cond/HT | M3163 115V/1Ph/6'Cond/HT | https://www.zoellerpumps.com/en-us/products/high-temperature/3000-series | EA | 2500 |  | 53514104382 | 91 | LB | 21.25 | 11.75 | 14.75 | 12 Months | NO
3163-0009 | N3163 115V/1Ph/25'Cond/HT | N3163 115V/1Ph/25'Cond/HT | https://www.zoellerpumps.com/en-us/products/high-temperature/3000-series | EA | 2810 |  | 53514111342 | 91 | LB | 21.25 | 11.75 | 14.75 | 12 Months | NO
3163-0010 | N3163 115V/1Ph/20'Cond/HT | N3163 115V/1Ph/20'Cond/HT | https://www.zoellerpumps.com/en-us/products/high-temperature/3000-series | EA | 2635 |  | 53514116576 | 89 | LB | 21.25 | 11.75 | 14.75 | 12 Months | NO
3163-0016 | E3163 230V/1Ph/25'Cond/HT | E3163 230V/1Ph/25'Cond/HT | https://www.zoellerpumps.com/en-us/products/high-temperature/3000-series | EA | 2346 |  | 53514187149 | 89 | LB |  |  |  | 12 Months | NO
3163-0017 | M3163 115V/1Ph/4'Cond/HT | M3163 115V/1Ph/4'Cond/HT | https://www.zoellerpumps.com/en-us/products/high-temperature/3000-series | EA | 2430 |  | 53514255107 | 91 | LB | 21.25 | 11.75 | 14.75 | 12 Months | NO
3163-0018 | N3163 115V/1Ph/10'Cond/HT | N3163 115V/1Ph/10'Cond/HT | https://www.zoellerpumps.com/en-us/products/high-temperature/3000-series | EA | 2285 |  | 53514255589 | 89 | LB | 21.25 | 11.75 | 14.75 | 12 Months | NO
3163-0019 | M3163 35'Cd/115V/1Ph/9' Cond/HT | M3163 35'Cd/115V/1Ph/9' Cond/HT | https://www.zoellerpumps.com/en-us/products/high-temperature/3000-series | EA | 2805 |  | 53514300975 | 93 | LB | 21.25 | 11.75 | 14.75 | 12 Months | NO
3163-0021 | M3163 115V/1Ph/9'Cond/HT | M3163 115V/1Ph/9'Cond/HT | https://www.zoellerpumps.com/en-us/products/high-temperature/3000-series | EA | 2605 |  | 53514333171 | 91 | LB | 21.25 | 11.75 | 14.75 | 12 Months | NO
3163-0022 | N3163 115V/1Ph/15' Cond/HT | N3163 115V/1Ph/15' Cond/HT | https://www.zoellerpumps.com/en-us/products/high-temperature/3000-series | EA | 2460 |  | 53514357184 | 89 | LB | 21.25 | 11.75 | 14.75 | 12 Months | NO
3163-0023 | M3163 35'Cd/115V/1Ph/10' Cond/HT | M3163 35'Cd/115V/1Ph/10' Cond/HT | https://www.zoellerpumps.com/en-us/products/high-temperature/3000-series | EA | 2840 |  | 53514403232 | 93 | LB | 22 | 15 | 20 | 12 Months | NO
3163-0024 | M3163 25'Cd/115V/1Ph/HT | M3163 25'Cd/115V/1Ph/HT | https://www.zoellerpumps.com/en-us/products/high-temperature/3000-series | EA | 2495 |  | 53514406752 | 90 | LB | 21.25 | 11.75 | 14.75 | 12 Months | NO
3163-0025 | D3163 230V/1Ph/14' Cond/HT | D3163 230V/1Ph/14' Cond/HT | https://www.zoellerpumps.com/en-us/products/high-temperature/3000-series | EA | 2992 |  | 53514408671 | 91 | LB | 21.25 | 11.75 | 14.75 | 12 Months | NO
3163-0026 | N3163 115V/1Ph/8'Cond/HT | N3163 115V/1Ph/8'Cond/HT | https://www.zoellerpumps.com/en-us/products/high-temperature/3000-series | EA | 2215 |  | 53514439910 | 89 | LB | 22 | 15 | 20 | 12 Months | NO
32-0005 | Basin&Suspended Hdwe/24X36/Sim/Indoor/Grinder | Basin&Suspended Hdwe/24X36/Sim/Indoor/Grinder | https://www.zoellerpumps.com/en-us/products/package-systems/basins | EA | 2293 |  | 53514046408 | 107 | LB | 43 | 40 | 48 | 12 Months | NO
32-0006 | Basin&Suspended Hdwe/30X36/Dup/3F/Indoor/Grinder | Basin&Suspended Hdwe/30X36/Dup/3F/Indoor/Grinder | https://www.zoellerpumps.com/en-us/products/package-systems/basins | EA | 3181 |  | 53514046415 | 154 | LB | 43 | 40 | 48 | 12 Months | NO
32-0007 | Basin&Suspended Hdwe/30X36/Dup/4F/Indoor/Grinder | Basin&Suspended Hdwe/30X36/Dup/4F/Indoor/Grinder | https://www.zoellerpumps.com/en-us/products/package-systems/basins | EA | 3168 |  | 53514048709 | 154 | LB | 43 | 40 | 48 | 12 Months | NO
32-0009 | Basin&Suspended Hdwe/30X36/Dup/3F/Indoor/"820" |  |  | EA | 3370 |  | 53514069476 | 155 | LB | 155 | LB | LB | 12 Months | NO
32-0010 | Basin&Suspended Hdwe/30X36/Dup/4F/Indoor/"820" |  |  | EA | 3374 |  | 53514069483 | 155 | LB | 155 | LB | LB | 12 Months | NO
32-0011 | Basin&Suspended Hdwe/24X36/Sim/Indoor/1Ph/2 Cord Seals/"820" | Basin&Suspended Hdwe/24X36/Sim/Indoor/1Ph/2 Cord Seals/"820" | https://www.zoellerpumps.com/en-us/products/package-systems/basins | EA | 2429 |  | 53514074173 | 107 | LB | 43 | 40 | 48 | 12 Months | NO
32-0029 | Basin&Suspended Hdwe/24X36/Sim/Indoor/1P/810/815 | Basin&Suspended Hdwe/24X36/Sim/Indoor/1P/810/815 | https://www.zoellerpumps.com/en-us/products/package-systems/basins | EA | 2569 |  | 53514193904 | 107 | LB | 42 | 40 | 48 | 12 Months | NO
32124-0001 | Control,Pivot/Dup/1Ph/115V/7-15FLA/Standard |  |  | EA | 1579 |  | 53514445867 | 9 | LB | 9 | LB | LB | 60 Months | NO
32134-0001 | Control,Pivot/Dup/1Ph/115V/15-20FLA/Standard |  |  | EA | 1579 |  | 53514445874 | 9 | LB | 9 | LB | LB | 60 Months | NO
32314-0001 | Control,Pivot/Dup/1Ph/115/200/230V/0-7A/Standard |  |  | EA | 1695 |  | 53514445881 | 9 | LB | 9 | LB | LB | 60 Months | NO
32324-0001 | Control,Pivot/Dup/1Ph/115/200/230V/7-15FLA/Standard |  |  | EA | 1695 |  | 53514445898 | 9 | LB | 9 | LB | LB | 60 Months | NO
32334-0001 | Control,Pivot/Dup/1Ph/115/200/230V/15-20FLA/Standard |  |  | EA | 1695 |  | 53514445904 | 9 | LB | 9 | LB | LB | 60 Months | NO
32344-0001 | Control,Pivot/Dup/1Ph/115/200/230V/20-30FLA/Standard |  |  | EA | 1662 |  | 53514445928 | 9 | LB | 9 | LB | LB | 60 Months | NO
32354-0001 | Control,Pivot/Dup/1Ph/115/200/230V/0-20FLA/Standard |  |  | EA | 1929 |  | 53514445935 | 9 | LB | 9 | LB | LB | 60 Months | NO
3261-0001 | M3161 2F/115V/1Ph/HT/(3161-0001) | M3161 2F/115V/1Ph/HT/(3161-0001) | https://www.zoellerpumps.com/en-us/products/high-temperature/3000-series | EA | 2455 |  | 53514060251 | 93 | LB | 21.25 | 11.75 | 14.75 | 12 Months | NO
3261-0002 | N3161 2F/115V/1Ph/HT/(3161-0002) | N3161 2F/115V/1Ph/HT/(3161-0002) | https://www.zoellerpumps.com/en-us/products/high-temperature/3000-series | EA | 2205 |  | 53514060268 | 92 | LB | 21.25 | 11.75 | 14.75 | 12 Months | NO
3261-0003 | D3161 HT/2F/230V/1Ph/(3161-0003) | D3161 HT/2F/230V/1Ph/(3161-0003) | https://www.zoellerpumps.com/en-us/products/high-temperature/3000-series | EA | 2667 |  | 53514060275 | 93 | LB | 21.25 | 11.75 | 14.75 | 12 Months | NO
3261-0004 | E3161 2F/230V/1Ph/HT/(3161-0004) | E3161 2F/230V/1Ph/HT/(3161-0004) | https://www.zoellerpumps.com/en-us/products/high-temperature/3000-series | EA | 2406 |  | 53514060282 | 92 | LB | 21.25 | 11.75 | 14.75 | 12 Months | NO
3261-0005 | D3161 2F/230V/1Ph/HT/6' Cond/(3161-0007) | D3161 2F/230V/1Ph/HT/6' Cond/(3161-0007) | https://www.zoellerpumps.com/en-us/products/high-temperature/3000-series | EA | 2772 |  | 53514115029 | 93 | LB | 21.25 | 11.75 | 14.75 | 12 Months | NO
3261-0006 | E3161 2F/230V/1Ph/HT/20'Cond/(3161-0009) | E3161 2F/230V/1Ph/HT/20'Cond/(3161-0009) | https://www.zoellerpumps.com/en-us/products/high-temperature/3000-series | EA | 2896 |  | 53514116262 | 94 | LB | 21.25 | 11.75 | 14.75 | 12 Months | NO
3261-0007 | M3161 2F/115V/1Ph/6'Cond/HT/(3161-0006) | M3161 2F/115V/1Ph/6'Cond/HT/(3161-0006) | https://www.zoellerpumps.com/en-us/products/high-temperature/3000-series | EA | 2560 |  | 53514198169 | 93 | LB |  |  |  | 12 Months | NO
3261-0008 | E3161 2F/230V/1P/35' Cond/HT/(3161-0024) | E3161 2F/230V/1P/35' Cond/HT/(3161-0024) | https://www.zoellerpumps.com/en-us/products/high-temperature/3000-series | EA | 3421 |  | 53514316396 | 88 | LB | 21.25 | 11.75 | 14.75 | 12 Months | NO
3261-0009 | E3161 2F/230V/1Ph/HT/15'Cond/(3161-0025) | E3161 2F/230V/1Ph/HT/15'Cond/(3161-0025) | https://www.zoellerpumps.com/en-us/products/high-temperature/3000-series | EA | 2721 |  | 53514324216 | 90 | LB | 21.25 | 11.75 | 14.75 | 12 Months | NO
3261-0011 | N3161 2F/25'Cd/115V/1Ph/HT/(3161-0026) | N3161 2F/25'Cd/115V/1Ph/HT/(3161-0026) | https://www.zoellerpumps.com/en-us/products/high-temperature/3000-series | EA | 2255 |  | 53514346867 | 93 | LB | 21.25 | 11.75 | 14.75 | 12 Months | NO
3263-0001 | M3163 2F/115V/1Ph/HT/(3163-0001) | M3163 2F/115V/1Ph/HT/(3163-0001) | https://www.zoellerpumps.com/en-us/products/high-temperature/3000-series | EA | 2455 |  | 53514060336 | 93 | LB | 21.25 | 11.75 | 14.75 | 12 Months | NO
3263-0002 | N3163 2F/115V/1Ph/HT/(3163-0002) | N3163 2F/115V/1Ph/HT/(3163-0002) | https://www.zoellerpumps.com/en-us/products/high-temperature/3000-series | EA | 2205 |  | 53514060343 | 92 | LB | 21.25 | 11.75 | 14.75 | 12 Months | NO
3263-0003 | D3163 2F/230V/1Ph/HT (3163-0003) | D3163 2F/230V/1Ph/HT (3163-0003) | https://www.zoellerpumps.com/en-us/products/high-temperature/3000-series | EA | 2667 |  | 53514060350 | 93 | LB | 21.25 | 11.75 | 14.75 | 12 Months | NO
3263-0004 | E3163 2F/230V/1Ph/HT (3163-0004) | E3163 2F/230V/1Ph/HT (3163-0004) | https://www.zoellerpumps.com/en-us/products/high-temperature/3000-series | EA | 2406 |  | 53514060367 | 92 | LB | 21.25 | 11.75 | 14.75 | 12 Months | NO
3263-0005 | E3163 2F/230V/1Ph/HT/15'Cond/(3163-0006) | E3163 2F/230V/1Ph/HT/15'Cond/(3163-0006) | https://www.zoellerpumps.com/en-us/products/high-temperature/3000-series | EA | 2721 |  | 53514088002 | 92 | LB | 21.25 | 11.75 | 14.75 | 12 Months | NO
3263-0006 | M3163 2F/115V/1Ph/HT/7' Cond(3163-0011) | M3163 2F/115V/1Ph/HT/7' Cond(3163-0011) | https://www.zoellerpumps.com/en-us/products/high-temperature/3000-series | EA | 2595 |  | 53514124168 | 92 | LB | 21.25 | 11.75 | 14.75 | 12 Months | NO
3263-0008 | N3163 2F/115V/1Ph/HT/20'Cond/(3163-0010) | N3163 2F/115V/1Ph/HT/20'Cond/(3163-0010) | https://www.zoellerpumps.com/en-us/products/high-temperature/3000-series | EA | 2695 |  | 53514178673 | 94 | LB |  |  |  | 12 Months | NO
3263-0010 | N3163 2F/115V/1Ph/HT/25'Cond/(3163-0009) | N3163 2F/115V/1Ph/HT/25'Cond/(3163-0009) | https://www.zoellerpumps.com/en-us/products/high-temperature/3000-series | EA | 2870 |  | 53514287733 | 94 | LB | 0 | 0 | 0 | 12 Months | NO
3263-0011 | E3163 2F/230V/1Ph/25'Cond/HT/(3163-0016) | E3163 2F/230V/1Ph/25'Cond/HT/(3163-0016) | https://www.zoellerpumps.com/en-us/products/high-temperature/3000-series | EA | 3071 |  | 53514345952 | 89 | LB | 0 | 0 | 0 | 12 Months | NO
3263-0012 | M3163 2F/35'Cd/115V/1Ph/HT/10'Cond/(3163-0023) | M3163 2F/35'Cd/115V/1Ph/HT/10'Cond/(3163-0023) | https://www.zoellerpumps.com/en-us/products/high-temperature/3000-series | EA | 2900 |  | 53514403317 | 93 | LB | 21.25 | 11.75 | 14.75 | 12 Months | NO
3282-0001 | M3282 2F/115V/1Ph/HT | M3282 2F/115V/1Ph/HT | https://www.zoellerpumps.com/en-us/products/high-temperature/3000-series | EA | 2030 |  | 53514022136 | 89 | LB | 21.25 | 11.75 | 14.75 | 12 Months | NO
3282-0002 | N3282 2F/115V/1Ph/HT | N3282 2F/115V/1Ph/HT | https://www.zoellerpumps.com/en-us/products/high-temperature/3000-series | EA | 1901 |  | 53514022143 | 85 | LB | 21.25 | 11.75 | 14.75 | 12 Months | NO
3282-0003 | D3282 2F/230V/1Ph/HT | D3282 2F/230V/1Ph/HT | https://www.zoellerpumps.com/en-us/products/high-temperature/3000-series | EA | 2101 |  | 53514022150 | 89 | LB | 21.25 | 11.75 | 14.75 | 12 Months | NO
3282-0004 | E3282 2F/230V/1Ph/HT | E3282 2F/230V/1Ph/HT | https://www.zoellerpumps.com/en-us/products/high-temperature/3000-series | EA | 2021 |  | 53514022167 | 85 | LB | 21.25 | 11.75 | 14.75 | 12 Months | NO
3282-0005 | D3282 2F/25'Cd/230V/1Ph/HT | D3282 2F/25'Cd/230V/1Ph/HT | https://www.zoellerpumps.com/en-us/products/high-temperature/3000-series | EA | 2201 |  | 53514022174 | 91 | LB | 21.25 | 11.75 | 14.75 | 12 Months | NO
3282-0006 | M3282 2F/115V/1Ph/8'Cond/HT | M3282 2F/115V/1Ph/8'Cond/HT | https://www.zoellerpumps.com/en-us/products/high-temperature/3000-series | EA | 2205 |  | 53514028954 | 91 | LB |  |  |  | 12 Months | NO
3282-0007 | N3282 2F/115V/1Ph/35'Cond/HT | N3282 2F/115V/1Ph/35'Cond/HT | https://www.zoellerpumps.com/en-us/products/high-temperature/3000-series | EA | 2916 |  | 53514030537 | 90 | LB | 21.25 | 11.75 | 14.75 | 12 Months | NO
3282-0008 | D3282 2F/230V/1Ph/6'Cond/HT | D3282 2F/230V/1Ph/6'Cond/HT | https://www.zoellerpumps.com/en-us/products/high-temperature/3000-series | EA | 2206 |  | 53514031114 | 90 | LB |  |  |  | 12 Months | NO
3282-0010 | E3282 2F/230V/1P/12'Cond/HT | E3282 2F/230V/1P/12'Cond/HT | https://www.zoellerpumps.com/en-us/products/high-temperature/3000-series | EA | 2231 |  | 53514056506 | 91 | LB | 21.25 | 11.75 | 14.75 | 12 Months | NO
3282-0011 | N3282 2F/115V/1Ph/9'Cond/HT | N3282 2F/115V/1Ph/9'Cond/HT | https://www.zoellerpumps.com/en-us/products/high-temperature/3000-series | EA | 2006 |  | 53514062286 | 88 | LB | 21.25 | 11.75 | 14.75 | 12 Months | NO
3282-0012 | N3282 2F/115V/1Ph/50'Cond/HT | N3282 2F/115V/1Ph/50'Cond/HT | https://www.zoellerpumps.com/en-us/products/high-temperature/3000-series | EA | 3441 |  | 53514063818 | 92 | LB | 21.25 | 11.75 | 14.75 | 12 Months | NO
3282-0013 | E3282 2F/230V/1P/15'Cond/HT | E3282 2F/230V/1P/15'Cond/HT | https://www.zoellerpumps.com/en-us/products/high-temperature/3000-series | EA | 2336 |  | 53514088576 | 92 | LB | 21.25 | 11.75 | 14.75 | 12 Months | NO
3282-0014 | M3282 2F/115V/1Ph/9'Cond/HT | M3282 2F/115V/1Ph/9'Cond/HT | https://www.zoellerpumps.com/en-us/products/high-temperature/3000-series | EA | 2240 |  | 53514102180 | 91 | LB | 21.25 | 11.75 | 14.75 | 12 Months | NO
3282-0015 | N3282 2F/115V/1Ph/15' Cond/HT | N3282 2F/115V/1Ph/15' Cond/HT | https://www.zoellerpumps.com/en-us/products/high-temperature/3000-series | EA | 2216 |  | 53514102746 | 90 | LB | 21.25 | 11.75 | 14.75 | 12 Months | NO
3282-0016 | N3282 2F/115V/1Ph/20' Cond/HT | N3282 2F/115V/1Ph/20' Cond/HT | https://www.zoellerpumps.com/en-us/products/high-temperature/3000-series | EA | 2391 |  | 53514104030 | 91 | LB | 21.25 | 11.75 | 14.75 | 12 Months | NO
3282-0017 | E3282 2F/230V/1P/20'Cond/HT | E3282 2F/230V/1P/20'Cond/HT | https://www.zoellerpumps.com/en-us/products/high-temperature/3000-series | EA | 2511 |  | 53514170578 | 92 | LB | 21.25 | 11.75 | 14.75 | 12 Months | NO
3282-0021 | N3282 2F/115V/1Ph/25'Cond/HT | N3282 2F/115V/1Ph/25'Cond/HT | https://www.zoellerpumps.com/en-us/products/high-temperature/3000-series | EA | 2566 |  | 53514302559 | 88 | LB | 21.25 | 11.75 | 14.75 | 12 Months | NO
3282-0022 | N3282 2F/115V/1Ph/13' Cond/HT | N3282 2F/115V/1Ph/13' Cond/HT | https://www.zoellerpumps.com/en-us/products/high-temperature/3000-series | EA | 2146 |  | 53514333379 | 90 | LB | 22.62 | 11.75 | 14.75 | 12 Months | NO
3282-0023 | N3282 2F/115V/1Ph/12' Cond/HT | N3282 2F/115V/1Ph/12' Cond/HT | https://www.zoellerpumps.com/en-us/products/high-temperature/3000-series | EA | 2111 |  | 53514346027 | 90 | LB | 22.62 | 11.75 | 14.75 | 12 Months | NO
3282-0024 | E3282 2F/230V/1P/50'Cond/HT | E3282 2F/230V/1P/50'Cond/HT | https://www.zoellerpumps.com/en-us/products/high-temperature/3000-series | EA | 3771 |  | 53514475680 | 92 | LB | 22 | 15 | 20 | 12 Months | NO
3282-0025 | N3282 2F/115V/1Ph/8'Cond/HT |  |  | EA | 1971 |  | 53514488383 | 88 | LB | 22 | 15 | 20 | 12 Months | NO
330-0006 | NE330 115/230V/1Ph/.75Hp/Field Wired/Dual Volt | NE330 115/230V/1Ph/.75Hp/Field Wired/Dual Volt | https://www.zoellerpumps.com/en-us/products/potable-water/lawn-sprinkler | EA | 1123 |  | 53514140007 | 64 | LB | 11.5 | 14.8 | 24.3 | 12 Months | NO
33-0998 | Basin&Rail Asm/24X60/Sim/1.25-2"D/NS Z-Rail/FG Cover/(2)Elec Coupling/AFD | Basin&Rail Asm/24X60/Sim/1.25-2"D/NS Z-Rail/FG Cover/(2)Elec Coupling/AFD | https://www.zoellerpumps.com/en-us/products/package-systems/basins | EA | 4173 |  | 53514303334 | 189 | LB | 66 | 42 | 48 | 12 Months | NO
33-0999 | Basin&Rail Asm/24X72/Sim/1.25-2"D/NS Z-Rail/FG Cover/(2)Elec Coupling/AFD | Basin&Rail Asm/24X72/Sim/1.25-2"D/NS Z-Rail/FG Cover/(2)Elec Coupling/AFD | https://www.zoellerpumps.com/en-us/products/package-systems/basins | EA | 4392 |  | 53514303358 | 192 | LB | 78 | 42 | 48 | 12 Months | NO
33-1000 | Basin&Rail Asm/24X84/Sim/1.25-2"D/NS Z-Rail/FG Cover/(2)Elec Coupling/AFD | Basin&Rail Asm/24X84/Sim/1.25-2"D/NS Z-Rail/FG Cover/(2)Elec Coupling/AFD | https://www.zoellerpumps.com/en-us/products/package-systems/basins | EA | 4572 |  | 53514303372 | 213 | LB | 90 | 42 | 48 | 12 Months | NO
331-0006 | NE331 115/230V/1Ph/1Hp/Field Wired/Dual Volt | NE331 115/230V/1Ph/1Hp/Field Wired/Dual Volt | https://www.zoellerpumps.com/en-us/products/potable-water/lawn-sprinkler | EA | 1158 |  | 53514140014 | 68 | LB | 11.5 | 14.8 | 24.3 | 12 Months | NO
33-1001 | Basin&Rail Asm/24X96/Sim/1.25-2"D/NS Z-Rail/FG Cover/(2)Elec Coupling/AFD | Basin&Rail Asm/24X96/Sim/1.25-2"D/NS Z-Rail/FG Cover/(2)Elec Coupling/AFD | https://www.zoellerpumps.com/en-us/products/package-systems/basins | EA | 4961 |  | 53514303396 | 235 | LB | 36 | 48 | 106 | 12 Months | NO
33-1002 | Basin&Rail Asm/36X60/Dup/1.25-2"D/NS Z-Rail/FG Cover/(2)Elec Coupling/AFD | Basin&Rail Asm/36X60/Dup/1.25-2"D/NS Z-Rail/FG Cover/(2)Elec Coupling/AFD | https://www.zoellerpumps.com/en-us/products/package-systems/basins | EA | 6948 |  | 53514303419 | 393 | LB | 66 | 42 | 48 | 12 Months | NO
33-1003 | Basin&Rail Asm/36X72/Dup/1.25-2"D/NS Z-Rail/FG Cover/(2)Elec Coupling/AFD | Basin&Rail Asm/36X72/Dup/1.25-2"D/NS Z-Rail/FG Cover/(2)Elec Coupling/AFD | https://www.zoellerpumps.com/en-us/products/package-systems/basins | EA | 7300 |  | 53514303433 | 468 | LB | 78 | 42 | 48 | 12 Months | NO
33-1004 | Basin&Rail Asm/36X84/Dup/1.25-2"D/NS Z-Rail/FG Cover/(2)Elec Coupling/AFD | Basin&Rail Asm/36X84/Dup/1.25-2"D/NS Z-Rail/FG Cover/(2)Elec Coupling/AFD | https://www.zoellerpumps.com/en-us/products/package-systems/basins | EA | 7630 |  | 53514303457 | 533 | LB | 90 | 48 | 48 | 12 Months | NO
33-1005 | Basin&Rail Asm/36X96/Dup/1.25-2"D/NS Z-Rail/FG Cover/(2)Elec Coupling/AFD | Basin&Rail Asm/36X96/Dup/1.25-2"D/NS Z-Rail/FG Cover/(2)Elec Coupling/AFD | https://www.zoellerpumps.com/en-us/products/package-systems/basins | EA | 8606 |  | 53514303471 | 593 | LB | 48 | 48 | 106 | 12 Months | NO
33-2000 | Basin&Rail Asm/24X48/Sim/ZP/1.25"D@18"/Z-Rail/PC/FG Cover/4"PS/Float Tree/AFD | Basin&Rail Asm/24X48/Sim/ZP/1.25"D@18"/Z-Rail/PC/FG Cover/4"PS/Float Tree/AFD | https://www.zoellerpumps.com/en-us/products/package-systems/basins | EA | 3445 |  | 53514410513 | 180 | LB | 54 | 40 | 48 | 12 Months | NO
332-0006 | NE332 115/230V/1Ph/1.5Hp/Field Wired/Dual Volt | NE332 115/230V/1Ph/1.5Hp/Field Wired/Dual Volt | https://www.zoellerpumps.com/en-us/products/potable-water/lawn-sprinkler | EA | 1247 |  | 53514140021 | 72.5 | LB | 11.5 | 14.8 | 24.3 | 12 Months | NO
33-2001 | Basin&Rail Asm/24X48/Sim/ZP/1.25"D@18"/Z-Rail/PC/St Ha Cover/4"PS/Float Tree/AFD | Basin&Rail Asm/24X48/Sim/ZP/1.25"D@18"/Z-Rail/PC/St Ha Cover/4"PS/Float Tree/AFD | https://www.zoellerpumps.com/en-us/products/package-systems/qls-series | EA | 4045 |  | 53514410520 | 225 | LB | 225 | LB | LB | 12 Months | NO
33-2002 | Basin&Rail Asm/24X48/Sim/ZP/1.25"D@18"/Z-Rail/PC/Al Ha Cover/4"PS/Float Tree/AFD | Basin&Rail Asm/24X48/Sim/ZP/1.25"D@18"/Z-Rail/PC/Al Ha Cover/4"PS/Float Tree/AFD | https://www.zoellerpumps.com/en-us/products/package-systems/qls-series | EA | 4445 |  | 53514410537 | 187 | LB | 187 | LB | LB | 12 Months | NO
33-2003 | Basin&Rail Asm/24X60/Sim/ZP/1.25"D@24"/Z-Rail/PC/FG Cover/4"PS/Float Tree/AFD | Basin&Rail Asm/24X60/Sim/ZP/1.25"D@24"/Z-Rail/PC/FG Cover/4"PS/Float Tree/AFD | https://www.zoellerpumps.com/en-us/products/package-systems/basins | EA | 3555 |  | 53514410544 | 187 | LB | 66 | 40 | 48 | 12 Months | NO
33-2004 | Basin&Rail Asm/24X60/Sim/ZP/1.25"D@24"/Z-Rail/PC/St Ha Cover/4"PS/Float Tree/AFD | Basin&Rail Asm/24X60/Sim/ZP/1.25"D@24"/Z-Rail/PC/St Ha Cover/4"PS/Float Tree/AFD | https://www.zoellerpumps.com/en-us/products/package-systems/qls-series | EA | 4155 |  | 53514410551 | 234 | LB | 234 | LB | LB | 12 Months | NO
33-2005 | Basin&Rail Asm/24X60/Sim/ZP/1.25"D@24"/Z-Rail/PC/Al Ha Cover/4"PS/Float Tree/AFD | Basin&Rail Asm/24X60/Sim/ZP/1.25"D@24"/Z-Rail/PC/Al Ha Cover/4"PS/Float Tree/AFD | https://www.zoellerpumps.com/en-us/products/package-systems/qls-series | EA | 4555 |  | 53514410568 | 196 | LB | 196 | LB | LB | 12 Months | NO
33-2006 | Basin&Rail Asm/24X72/Sim/ZP/1.25"D@30"/Z-Rail/PC/FG Cover/4"PS/Float Tree/AFD | Basin&Rail Asm/24X72/Sim/ZP/1.25"D@30"/Z-Rail/PC/FG Cover/4"PS/Float Tree/AFD | https://www.zoellerpumps.com/en-us/products/package-systems/basins | EA | 3665 |  | 53514410575 | 192 | LB | 78 | 40 | 48 | 12 Months | NO
33-2007 | Basin&Rail Asm/24X72/Sim/ZP/1.25"D@30"/Z-Rail/PC/St Ha Cover/4"PS/Float Tree/AFD | Basin&Rail Asm/24X72/Sim/ZP/1.25"D@30"/Z-Rail/PC/St Ha Cover/4"PS/Float Tree/AFD | https://www.zoellerpumps.com/en-us/products/package-systems/qls-series | EA | 4265 |  | 53514408947 | 245 | LB | 245 | LB | LB | 12 Months | NO
33-2008 | Basin&Rail Asm/24X72/Sim/ZP/1.25"D@30"/Z-Rail/PC/Al Ha Cover/4"PS/Float Tree/AFD | Basin&Rail Asm/24X72/Sim/ZP/1.25"D@30"/Z-Rail/PC/Al Ha Cover/4"PS/Float Tree/AFD | https://www.zoellerpumps.com/en-us/products/package-systems/qls-series | EA | 4665 |  | 53514408954 | 199 | LB | 199 | LB | LB | 12 Months | NO
33-2009 | Basin&Rail Asm/24X84/Sim/ZP/1.25"D@36"/Z-Rail/PC/FG Cover/4"PS/Float Tree/AFD | Basin&Rail Asm/24X84/Sim/ZP/1.25"D@36"/Z-Rail/PC/FG Cover/4"PS/Float Tree/AFD | https://www.zoellerpumps.com/en-us/products/package-systems/basins | EA | 3775 |  | 53514408961 | 213 | LB | 90 | 40 | 48 | 12 Months | NO
33-2010 | Basin&Rail Asm/24X84/Sim/ZP/1.25"D@36"/Z-Rail/PC/St Ha Cover/4"PS/Flt Tree/AFD | Basin&Rail Asm/24X84/Sim/ZP/1.25"D@36"/Z-Rail/PC/St Ha Cover/4"PS/Flt Tree/AFD | https://www.zoellerpumps.com/en-us/products/package-systems/qls-series | EA | 4375 |  | 53514408978 | 258 | LB | 258 | LB | LB | 12 Months | NO
33-2011 | Basin&Rail Asm/24X84/Sim/ZP/1.25"D@36"/Z-Rail/PC/Al Ha Cover/4"PS/Flt Tree/AFD | Basin&Rail Asm/24X84/Sim/ZP/1.25"D@36"/Z-Rail/PC/Al Ha Cover/4"PS/Flt Tree/AFD | https://www.zoellerpumps.com/en-us/products/package-systems/qls-series | EA | 4775 |  | 53514408985 | 220 | LB | 220 | LB | LB | 12 Months | NO
33-2012 | Basin&Rail Asm/24X84/Sim/ZP/1.25"D@48"/Z-Rail/PC/FG Cover/4"PS/Flt Tree/AFD | Basin&Rail Asm/24X84/Sim/ZP/1.25"D@48"/Z-Rail/PC/FG Cover/4"PS/Flt Tree/AFD | https://www.zoellerpumps.com/en-us/products/package-systems/basins | EA | 3775 |  | 53514408992 | 213 | LB | 90 | 40 | 48 | 12 Months | NO
33-2013 | Basin&Rail Asm/24X84/Sim/ZP/1.25"D@48"/Z-Rail/PC/St Ha Cover/4"PS/Flt Tree/AFD | Basin&Rail Asm/24X84/Sim/ZP/1.25"D@48"/Z-Rail/PC/St Ha Cover/4"PS/Flt Tree/AFD | https://www.zoellerpumps.com/en-us/products/package-systems/qls-series | EA | 4375 |  | 53514409005 | 258 | LB | 258 | LB | LB | 12 Months | NO
33-2014 | Basin&Rail Asm/24X84/Sim/ZP/1.25"D@48"/Z-Rail/PC/Al Ha Cover/4"PS/Flt Tree/AFD | Basin&Rail Asm/24X84/Sim/ZP/1.25"D@48"/Z-Rail/PC/Al Ha Cover/4"PS/Flt Tree/AFD | https://www.zoellerpumps.com/en-us/products/package-systems/qls-series | EA | 4775 |  | 53514409012 | 220 | LB | 220 | LB | LB | 12 Months | NO
33-2015 | Basin&Rail Asm/24X96/Sim/ZP/1.25"D@36"/Z-Rail/PC/FG Cover/4"PS/Flt Tree/AFD | Basin&Rail Asm/24X96/Sim/ZP/1.25"D@36"/Z-Rail/PC/FG Cover/4"PS/Flt Tree/AFD | https://www.zoellerpumps.com/en-us/products/package-systems/basins | EA | 4984 |  | 53514409029 | 230 | LB | 40 | 42 | 106 | 12 Months | NO
33-2016 | Basin&Rail Asm/24X96/Sim/ZP/1.25"D@36"/Z-Rail/PC/St Ha Cover/4"PS/Flt Tree/AFD | Basin&Rail Asm/24X96/Sim/ZP/1.25"D@36"/Z-Rail/PC/St Ha Cover/4"PS/Flt Tree/AFD | https://www.zoellerpumps.com/en-us/products/package-systems/qls-series | EA | 5584 |  | 53514409036 | 275 | LB | 275 | LB | LB | 12 Months | NO
33-2017 | Basin&Rail Asm/24X96/Sim/ZP/1.25"D@36"/Z-Rail/PC/Al Ha Cover/4"PS/Flt Tree/AFD | Basin&Rail Asm/24X96/Sim/ZP/1.25"D@36"/Z-Rail/PC/Al Ha Cover/4"PS/Flt Tree/AFD | https://www.zoellerpumps.com/en-us/products/package-systems/qls-series | EA | 5984 |  | 53514409043 | 237 | LB | 237 | LB | LB | 12 Months | NO
33-2018 | Basin&Rail Asm/24X96/Sim/ZP/1.25"D@48"/Z-Rail/PC/FG Cover/4"PS/Flt Tree/AFD | Basin&Rail Asm/24X96/Sim/ZP/1.25"D@48"/Z-Rail/PC/FG Cover/4"PS/Flt Tree/AFD | https://www.zoellerpumps.com/en-us/products/package-systems/basins | EA | 4722 |  | 53514409050 | 230 | LB | 40 | 42 | 106 | 12 Months | NO
33-2019 | Basin&Rail Asm/24X96/Sim/ZP/1.25"D@48"/Z-Rail/PC/St Ha Cover/4"PS/Flt Tree/AFD | Basin&Rail Asm/24X96/Sim/ZP/1.25"D@48"/Z-Rail/PC/St Ha Cover/4"PS/Flt Tree/AFD | https://www.zoellerpumps.com/en-us/products/package-systems/qls-series | EA | 5584 |  | 53514409067 | 275 | LB | 275 | LB | LB | 12 Months | NO
33-2020 | Basin&Rail Asm/24X96/Sim/ZP/1.25"D@48"/Z-Rail/PC/Al Ha Cover/4"PS/Flt Tree/AFD | Basin&Rail Asm/24X96/Sim/ZP/1.25"D@48"/Z-Rail/PC/Al Ha Cover/4"PS/Flt Tree/AFD | https://www.zoellerpumps.com/en-us/products/package-systems/qls-series | EA | 5984 |  | 53514409074 | 237 | LB | 237 | LB | LB | 12 Months | NO
33-2021 | Basin&Rail Asm/24X108/Sim/ZP/1.25"D@48"/Z-Rail/PC/FG Cover/4"PS/Flt Tree/AFD | Basin&Rail Asm/24X108/Sim/ZP/1.25"D@48"/Z-Rail/PC/FG Cover/4"PS/Flt Tree/AFD | https://www.zoellerpumps.com/en-us/products/package-systems/basins | EA | 5234 |  | 53514409081 | 248 | LB | 40 | 42 | 118 | 12 Months | NO
33-2022 | Basin&Rail Asm/24X108/Sim/ZP/1.25"D@48"/Z-Rail/PC/St Ha Cover/4"PS/Flt Tree/AFD | Basin&Rail Asm/24X108/Sim/ZP/1.25"D@48"/Z-Rail/PC/St Ha Cover/4"PS/Flt Tree/AFD | https://www.zoellerpumps.com/en-us/products/package-systems/qls-series | EA | 5834 |  | 53514409098 | 295 | LB | 295 | LB | LB | 12 Months | NO
33-2023 | Basin&Rail Asm/24X108/Sim/ZP/1.25"D@48"/Z-Rail/PC/Al Ha Cover/4"PS/Flt Tree/AFD | Basin&Rail Asm/24X108/Sim/ZP/1.25"D@48"/Z-Rail/PC/Al Ha Cover/4"PS/Flt Tree/AFD | https://www.zoellerpumps.com/en-us/products/package-systems/qls-series | EA | 6234 |  | 53514409104 | 255 | LB | 255 | LB | LB | 12 Months | NO
33-2024 | Basin&Rail Asm/24X120/Sim/ZP/1.25"D@48"/Z-Rail/PC/FG Cover/4"PS/Flt Tree/AFD | Basin&Rail Asm/24X120/Sim/ZP/1.25"D@48"/Z-Rail/PC/FG Cover/4"PS/Flt Tree/AFD | https://www.zoellerpumps.com/en-us/products/package-systems/basins | EA | 5484 |  | 53514409111 | 260 | LB | 40 | 42 | 130 | 12 Months | NO
33-2025 | Basin&Rail Asm/24X120/Sim/ZP/1.25"D@48"/Z-Rail/PC/St Ha Cover/4"PS/Flt Tree/AFD | Basin&Rail Asm/24X120/Sim/ZP/1.25"D@48"/Z-Rail/PC/St Ha Cover/4"PS/Flt Tree/AFD | https://www.zoellerpumps.com/en-us/products/package-systems/qls-series | EA | 6084 |  | 53514409128 | 305 | LB | 305 | LB | LB | 12 Months | NO
33-2026 | Basin&Rail Asm/24X120/Sim/ZP/1.25"D@48"/Z-Rail/PC/Al Ha Cover/4"PS/Flt Tree/AFD | Basin&Rail Asm/24X120/Sim/ZP/1.25"D@48"/Z-Rail/PC/Al Ha Cover/4"PS/Flt Tree/AFD | https://www.zoellerpumps.com/en-us/products/package-systems/qls-series | EA | 6484 |  | 53514409135 | 267 | LB | 267 | LB | LB | 12 Months | NO
33-2027 | Basin&Rail Asm/30X48/Sim/ZP/1.25"D@18"/Z-Rail/PC/FG Cover/4"PS/Float Tree/AFD | Basin&Rail Asm/30X48/Sim/ZP/1.25"D@18"/Z-Rail/PC/FG Cover/4"PS/Float Tree/AFD | https://www.zoellerpumps.com/en-us/products/package-systems/basins | EA | 3878 |  | 53514409142 | 202 | LB | 54 | 40 | 48 | 12 Months | NO
33-2028 | Basin&Rail Asm/30X48/Sim/ZP/1.25"D@18"/Z-Rail/PC/St Ha Cover/4"PS/Float Tree/AFD | Basin&Rail Asm/30X48/Sim/ZP/1.25"D@18"/Z-Rail/PC/St Ha Cover/4"PS/Float Tree/AFD | https://www.zoellerpumps.com/en-us/products/package-systems/qls-series | EA | 4828 |  | 53514409159 | 262 | LB | 262 | LB | LB | 12 Months | NO
33-2029 | Basin&Rail Asm/30X48/Sim/ZP/1.25"D@18"/Z-Rail/PC/Al Ha Cover/4"PS/Float Tree/AFD | Basin&Rail Asm/30X48/Sim/ZP/1.25"D@18"/Z-Rail/PC/Al Ha Cover/4"PS/Float Tree/AFD | https://www.zoellerpumps.com/en-us/products/package-systems/qls-series | EA | 5178 |  | 53514409166 | 212 | LB | 212 | LB | LB | 12 Months | NO
33-2030 | Basin&Rail Asm/30X60/Sim/ZP/1.25"D@24"/Z-Rail/PC/FG Cover/4"PS/Float Tree/AFD | Basin&Rail Asm/30X60/Sim/ZP/1.25"D@24"/Z-Rail/PC/FG Cover/4"PS/Float Tree/AFD | https://www.zoellerpumps.com/en-us/products/package-systems/basins | EA | 4058 |  | 53514409173 | 222 | LB | 66 | 40 | 48 | 12 Months | NO
33-2031 | Basin&Rail Asm/30X60/Sim/ZP/1.25"D@24"/Z-Rail/PC/St Ha Cover/4"PS/Float Tree/AFD | Basin&Rail Asm/30X60/Sim/ZP/1.25"D@24"/Z-Rail/PC/St Ha Cover/4"PS/Float Tree/AFD | https://www.zoellerpumps.com/en-us/products/package-systems/qls-series | EA | 5008 |  | 53514409180 | 282 | LB | 282 | LB | LB | 12 Months | NO
33-2032 | Basin&Rail Asm/30X60/Sim/ZP/1.25"D@24"/Z-Rail/PC/Al Ha Cover/4"PS/Float Tree/AFD | Basin&Rail Asm/30X60/Sim/ZP/1.25"D@24"/Z-Rail/PC/Al Ha Cover/4"PS/Float Tree/AFD | https://www.zoellerpumps.com/en-us/products/package-systems/qls-series | EA | 5358 |  | 53514409197 | 232 | LB | 232 | LB | LB | 12 Months | NO
33-2033 | Basin&Rail Asm/30X72/Sim/ZP/1.25"D@30"/Z-Rail/PC/FG Cover/4"PS/Float Tree/AFD | Basin&Rail Asm/30X72/Sim/ZP/1.25"D@30"/Z-Rail/PC/FG Cover/4"PS/Float Tree/AFD | https://www.zoellerpumps.com/en-us/products/package-systems/basins | EA | 4238 |  | 53514409203 | 243 | LB | 78 | 40 | 48 | 12 Months | NO
33-2034 | Basin&Rail Asm/30X72/Sim/ZP/1.25"D@30"/Z-Rail/PC/St Ha Cover/4"PS/Float Tree/AFD | Basin&Rail Asm/30X72/Sim/ZP/1.25"D@30"/Z-Rail/PC/St Ha Cover/4"PS/Float Tree/AFD | https://www.zoellerpumps.com/en-us/products/package-systems/qls-series | EA | 5188 |  | 53514409210 | 303 | LB | 303 | LB | LB | 12 Months | NO
33-2035 | Basin&Rail Asm/30X72/Sim/ZP/1.25"D@30"/Z-Rail/PC/Al Ha Cover/4"PS/Float Tree/AFD | Basin&Rail Asm/30X72/Sim/ZP/1.25"D@30"/Z-Rail/PC/Al Ha Cover/4"PS/Float Tree/AFD | https://www.zoellerpumps.com/en-us/products/package-systems/qls-series | EA | 5538 |  | 53514409227 | 253 | LB | 253 | LB | LB | 12 Months | NO
33-2036 | Basin&Rail Asm/30X84/Sim/ZP/1.25"D@36"/Z-Rail/PC/FG Cover/4"PS/Float Tree/AFD | Basin&Rail Asm/30X84/Sim/ZP/1.25"D@36"/Z-Rail/PC/FG Cover/4"PS/Float Tree/AFD | https://www.zoellerpumps.com/en-us/products/package-systems/basins | EA | 4418 |  | 53514409234 | 300 | LB | 90 | 40 | 48 | 12 Months | NO
33-2037 | Basin&Rail Asm/30X84/Sim/ZP/1.25"D@36"/Z-Rail/PC/St Ha Cover/4"PS/Flt Tree/AFD | Basin&Rail Asm/30X84/Sim/ZP/1.25"D@36"/Z-Rail/PC/St Ha Cover/4"PS/Flt Tree/AFD | https://www.zoellerpumps.com/en-us/products/package-systems/qls-series | EA | 5368 |  | 53514409241 | 359 | LB | 359 | LB | LB | 12 Months | NO
33-2038 | Basin&Rail Asm/30X84/Sim/ZP/1.25"D@36"/Z-Rail/PC/Al Ha Cover/4"PS/Flt Tree/AFD | Basin&Rail Asm/30X84/Sim/ZP/1.25"D@36"/Z-Rail/PC/Al Ha Cover/4"PS/Flt Tree/AFD | https://www.zoellerpumps.com/en-us/products/package-systems/qls-series | EA | 5718 |  | 53514409258 | 309 | LB | 309 | LB | LB | 12 Months | NO
33-2039 | Basin&Rail Asm/30X84/Sim/ZP/1.25"D@48"/Z-Rail/PC/FG Cover/4"PS/Flt Tree/AFD | Basin&Rail Asm/30X84/Sim/ZP/1.25"D@48"/Z-Rail/PC/FG Cover/4"PS/Flt Tree/AFD | https://www.zoellerpumps.com/en-us/products/package-systems/basins | EA | 4418 |  | 53514409265 | 299 | LB | 90 | 40 | 48 | 12 Months | NO
33-2040 | Basin&Rail Asm/30X84/Sim/ZP/1.25"D@48"/Z-Rail/PC/St Ha Cover/4"PS/Flt Tree/AFD | Basin&Rail Asm/30X84/Sim/ZP/1.25"D@48"/Z-Rail/PC/St Ha Cover/4"PS/Flt Tree/AFD | https://www.zoellerpumps.com/en-us/products/package-systems/qls-series | EA | 5368 |  | 53514409272 | 359 | LB | 359 | LB | LB | 12 Months | NO
33-2041 | Basin&Rail Asm/30X84/Sim/ZP/1.25"D@48"/Z-Rail/PC/Al Ha Cover/4"PS/Flt Tree/AFD | Basin&Rail Asm/30X84/Sim/ZP/1.25"D@48"/Z-Rail/PC/Al Ha Cover/4"PS/Flt Tree/AFD | https://www.zoellerpumps.com/en-us/products/package-systems/qls-series | EA | 5718 |  | 53514409289 | 309 | LB | 309 | LB | LB | 12 Months | NO
33-2042 | Basin&Rail Asm/30X96/Sim/ZP/1.25"D@36"/Z-Rail/PC/FG Cover/4"PS/Flt Tree/AFD | Basin&Rail Asm/30X96/Sim/ZP/1.25"D@36"/Z-Rail/PC/FG Cover/4"PS/Flt Tree/AFD | https://www.zoellerpumps.com/en-us/products/package-systems/basins | EA | 5760 |  | 53514409296 | 314 | LB | 45 | 42 | 106 | 12 Months | NO
33-2043 | Basin&Rail Asm/30X96/Sim/ZP/1.25"D@36"/Z-Rail/PC/St Ha Cover/4"PS/Flt Tree/AFD | Basin&Rail Asm/30X96/Sim/ZP/1.25"D@36"/Z-Rail/PC/St Ha Cover/4"PS/Flt Tree/AFD | https://www.zoellerpumps.com/en-us/products/package-systems/qls-series | EA | 6710 |  | 53514409302 | 374 | LB | 374 | LB | LB | 12 Months | NO
33-2044 | Basin&Rail Asm/30X96/Sim/ZP/1.25"D@36"/Z-Rail/PC/Al Ha Cover/4"PS/Flt Tree/AFD | Basin&Rail Asm/30X96/Sim/ZP/1.25"D@36"/Z-Rail/PC/Al Ha Cover/4"PS/Flt Tree/AFD | https://www.zoellerpumps.com/en-us/products/package-systems/qls-series | EA | 7060 |  | 53514409319 | 324 | LB | 324 | LB | LB | 12 Months | NO
33-2045 | Basin&Rail Asm/30X96/Sim/ZP/1.25"D@48"/Z-Rail/PC/FG Cover/4"PS/Flt Tree/AFD | Basin&Rail Asm/30X96/Sim/ZP/1.25"D@48"/Z-Rail/PC/FG Cover/4"PS/Flt Tree/AFD | https://www.zoellerpumps.com/en-us/products/package-systems/basins | EA | 5396 |  | 53514409326 | 314 | LB | 45 | 42 | 106 | 12 Months | NO
33-2046 | Basin&Rail Asm/30X96/Sim/ZP/1.25"D@48"/Z-Rail/PC/St Ha Cover/4"PS/Flt Tree/AFD | Basin&Rail Asm/30X96/Sim/ZP/1.25"D@48"/Z-Rail/PC/St Ha Cover/4"PS/Flt Tree/AFD | https://www.zoellerpumps.com/en-us/products/package-systems/qls-series | EA | 6710 |  | 53514409333 | 374 | LB | 374 | LB | LB | 12 Months | NO
33-2047 | Basin&Rail Asm/30X96/Sim/ZP/1.25"D@48"/Z-Rail/PC/Al Ha Cover/4"PS/Flt Tree/AFD | Basin&Rail Asm/30X96/Sim/ZP/1.25"D@48"/Z-Rail/PC/Al Ha Cover/4"PS/Flt Tree/AFD | https://www.zoellerpumps.com/en-us/products/package-systems/qls-series | EA | 7060 |  | 53514409340 | 324 | LB | 324 | LB | LB | 12 Months | NO
33-2048 | Basin&Rail Asm/30X108/Sim/ZP/1.25"D@48"/Z-Rail/PC/FG Cover/4"PS/Flt Tree/AFD | Basin&Rail Asm/30X108/Sim/ZP/1.25"D@48"/Z-Rail/PC/FG Cover/4"PS/Flt Tree/AFD | https://www.zoellerpumps.com/en-us/products/package-systems/basins | EA | 6080 |  | 53514409357 | 329 | LB | 45 | 42 | 118 | 12 Months | NO
33-2049 | Basin&Rail Asm/30X108/Sim/ZP/1.25"D@48"/Z-Rail/PC/St Ha Cover/4"PS/Flt Tree/AFD | Basin&Rail Asm/30X108/Sim/ZP/1.25"D@48"/Z-Rail/PC/St Ha Cover/4"PS/Flt Tree/AFD | https://www.zoellerpumps.com/en-us/products/package-systems/qls-series | EA | 7030 |  | 53514409364 | 389 | LB | 389 | LB | LB | 12 Months | NO
33-2050 | Basin&Rail Asm/30X108/Sim/ZP/1.25"D@48"/Z-Rail/PC/Al Ha Cover/4"PS/Flt Tree/AFD | Basin&Rail Asm/30X108/Sim/ZP/1.25"D@48"/Z-Rail/PC/Al Ha Cover/4"PS/Flt Tree/AFD | https://www.zoellerpumps.com/en-us/products/package-systems/qls-series | EA | 7380 |  | 53514409371 | 305 | LB | 305 | LB | LB | 12 Months | NO
33-2051 | Basin&Rail Asm/30X120/Sim/ZP/1.25"D@48"/Z-Rail/PC/FG Cover/4"PS/Flt Tree/AFD | Basin&Rail Asm/30X120/Sim/ZP/1.25"D@48"/Z-Rail/PC/FG Cover/4"PS/Flt Tree/AFD | https://www.zoellerpumps.com/en-us/products/package-systems/basins | EA | 6400 |  | 53514409388 | 345 | LB | 45 | 42 | 130 | 12 Months | NO
33-2052 | Basin&Rail Asm/30X120/Sim/ZP/1.25"D@48"/Z-Rail/PC/St Ha Cover/4"PS/Flt Tree/AFD | Basin&Rail Asm/30X120/Sim/ZP/1.25"D@48"/Z-Rail/PC/St Ha Cover/4"PS/Flt Tree/AFD | https://www.zoellerpumps.com/en-us/products/package-systems/qls-series | EA | 7350 |  | 53514409395 | 405 | LB | 405 | LB | LB | 12 Months | NO
33-2053 | Basin&Rail Asm/30X120/Sim/ZP/1.25"D@48"/Z-Rail/PC/Al Ha Cover/4"PS/Flt Tree/AFD | Basin&Rail Asm/30X120/Sim/ZP/1.25"D@48"/Z-Rail/PC/Al Ha Cover/4"PS/Flt Tree/AFD | https://www.zoellerpumps.com/en-us/products/package-systems/qls-series | EA | 7700 |  | 53514409401 | 355 | LB | 355 | LB | LB | 12 Months | NO
33-2054 | Basin&Rail Asm/24X48/Sim/ZP/1.25-2"D@15"/Z-Rail/FG Cover/4"PS/Flt Tree/AFD | Basin&Rail Asm/24X48/Sim/ZP/1.25-2"D@15"/Z-Rail/FG Cover/4"PS/Flt Tree/AFD | https://www.zoellerpumps.com/en-us/products/package-systems/basins | EA | 3697 |  | 53514409418 | 180 | LB | 54 | 40 | 48 | 12 Months | NO
33-2055 | Basin&Rail Asm/24X48/Sim/ZP/1.25-2"D@15"/Z-Rail/St Ha Cover/4"PS/Flt Tree/AFD | Basin&Rail Asm/24X48/Sim/ZP/1.25-2"D@15"/Z-Rail/St Ha Cover/4"PS/Flt Tree/AFD | https://www.zoellerpumps.com/en-us/products/package-systems/qls-series | EA | 4297 |  | 53514409425 | 225 | LB | 225 | LB | LB | 12 Months | NO
33-2056 | Basin&Rail Asm/24X48/Sim/ZP/1.25-2"D@15"/Z-Rail/Al Ha Cover/4"PS/Flt Tree/AFD | Basin&Rail Asm/24X48/Sim/ZP/1.25-2"D@15"/Z-Rail/Al Ha Cover/4"PS/Flt Tree/AFD | https://www.zoellerpumps.com/en-us/products/package-systems/qls-series | EA | 4697 |  | 53514409432 | 187 | LB | 187 | LB | LB | 12 Months | NO
33-2057 | Basin&Rail Asm/24X60/Sim/ZP/1.25-2"D@24"/Z-Rail/FG Cover/4"PS/Flt Tree/AFD | Basin&Rail Asm/24X60/Sim/ZP/1.25-2"D@24"/Z-Rail/FG Cover/4"PS/Flt Tree/AFD | https://www.zoellerpumps.com/en-us/products/package-systems/basins | EA | 3807 |  | 53514409449 | 187 | LB | 66 | 40 | 48 | 12 Months | NO
33-2058 | Basin&Rail Asm/24X60/Sim/ZP/1.25-2"D@24"/Z-Rail/St Ha Cover/4"PS/Flt Tree/AFD | Basin&Rail Asm/24X60/Sim/ZP/1.25-2"D@24"/Z-Rail/St Ha Cover/4"PS/Flt Tree/AFD | https://www.zoellerpumps.com/en-us/products/package-systems/qls-series | EA | 4407 |  | 53514409456 | 234 | LB | 234 | LB | LB | 12 Months | NO
33-2059 | Basin&Rail Asm/24X60/Sim/ZP/1.25-2"D@24"/Z-Rail/Al Ha Cover/4"PS/Flt Tree/AFD | Basin&Rail Asm/24X60/Sim/ZP/1.25-2"D@24"/Z-Rail/Al Ha Cover/4"PS/Flt Tree/AFD | https://www.zoellerpumps.com/en-us/products/package-systems/qls-series | EA | 4807 |  | 53514409463 | 196 | LB | 196 | LB | LB | 12 Months | NO
33-2060 | Basin&Rail Asm/24X72/Sim/ZP/1.25-2"D@30"/Z-Rail/FG Cover/4"PS/Flt Tree/AFD | Basin&Rail Asm/24X72/Sim/ZP/1.25-2"D@30"/Z-Rail/FG Cover/4"PS/Flt Tree/AFD | https://www.zoellerpumps.com/en-us/products/package-systems/basins | EA | 3917 |  | 53514409470 | 192 | LB | 78 | 40 | 48 | 12 Months | NO
33-2061 | Basin&Rail Asm/24X72/Sim/ZP/1.25-2"D@30"/Z-Rail/St Ha Cover/4"PS/Flt Tree/AFD | Basin&Rail Asm/24X72/Sim/ZP/1.25-2"D@30"/Z-Rail/St Ha Cover/4"PS/Flt Tree/AFD | https://www.zoellerpumps.com/en-us/products/package-systems/qls-series | EA | 4517 |  | 53514409487 | 245 | LB | 245 | LB | LB | 12 Months | NO
33-2062 | Basin&Rail Asm/24X72/Sim/ZP/1.25-2"D@30"/Z-Rail/Al Ha Cover/4"PS/Flt Tree/AFD | Basin&Rail Asm/24X72/Sim/ZP/1.25-2"D@30"/Z-Rail/Al Ha Cover/4"PS/Flt Tree/AFD | https://www.zoellerpumps.com/en-us/products/package-systems/qls-series | EA | 4917 |  | 53514409494 | 199 | LB | 199 | LB | LB | 12 Months | NO
33-2063 | Basin&Rail Asm/24X84/Sim/ZP/1.25-2"D@36"/Z-Rail/FG Cover/4"PS/Flt Tree/AFD | Basin&Rail Asm/24X84/Sim/ZP/1.25-2"D@36"/Z-Rail/FG Cover/4"PS/Flt Tree/AFD | https://www.zoellerpumps.com/en-us/products/package-systems/basins | EA | 4027 |  | 53514409500 | 213 | LB | 90 | 40 | 48 | 12 Months | NO
33-2064 | Basin&Rail Asm/24X84/Sim/ZP/1.25-2"D@36"/Z-Rail/St Ha Cover/4"PS/Flt Tree/AFD | Basin&Rail Asm/24X84/Sim/ZP/1.25-2"D@36"/Z-Rail/St Ha Cover/4"PS/Flt Tree/AFD | https://www.zoellerpumps.com/en-us/products/package-systems/qls-series | EA | 4627 |  | 53514409517 | 258 | LB | 258 | LB | LB | 12 Months | NO
33-2065 | Basin&Rail Asm/24X84/Sim/ZP/1.25-2"D@36"/Z-Rail/Al Ha Cover/4"PS/Flt Tree/AFD | Basin&Rail Asm/24X84/Sim/ZP/1.25-2"D@36"/Z-Rail/Al Ha Cover/4"PS/Flt Tree/AFD | https://www.zoellerpumps.com/en-us/products/package-systems/qls-series | EA | 5027 |  | 53514409524 | 220 | LB | 220 | LB | LB | 12 Months | NO
33-2066 | Basin&Rail Asm/24X84/Sim/ZP/1.25-2"D@48"/Z-Rail/FG Cover/4"PS/Flt Tree/AFD | Basin&Rail Asm/24X84/Sim/ZP/1.25-2"D@48"/Z-Rail/FG Cover/4"PS/Flt Tree/AFD | https://www.zoellerpumps.com/en-us/products/package-systems/basins | EA | 4027 |  | 53514409531 | 213 | LB | 90 | 40 | 48 | 12 Months | NO
33-2067 | Basin&Rail Asm/24X84/Sim/ZP/1.25-2"D@48"/Z-Rail/St Ha Cover/4"PS/Flt Tree/AFD | Basin&Rail Asm/24X84/Sim/ZP/1.25-2"D@48"/Z-Rail/St Ha Cover/4"PS/Flt Tree/AFD | https://www.zoellerpumps.com/en-us/products/package-systems/qls-series | EA | 4627 |  | 53514409548 | 258 | LB | 258 | LB | LB | 12 Months | NO
33-2068 | Basin&Rail Asm/24X84/Sim/ZP/1.25-2"D@48"/Z-Rail/Al Ha Cover/4"PS/Flt Tree/AFD | Basin&Rail Asm/24X84/Sim/ZP/1.25-2"D@48"/Z-Rail/Al Ha Cover/4"PS/Flt Tree/AFD | https://www.zoellerpumps.com/en-us/products/package-systems/qls-series | EA | 5027 |  | 53514409555 | 220 | LB | 220 | LB | LB | 12 Months | NO
33-2069 | Basin&Rail Asm/24X96/Sim/ZP/1.25-2"D@36"/Z-Rail/FG Cover/4"PS/Flt Tree/AFD | Basin&Rail Asm/24X96/Sim/ZP/1.25-2"D@36"/Z-Rail/FG Cover/4"PS/Flt Tree/AFD | https://www.zoellerpumps.com/en-us/products/package-systems/basins | EA | 5133 |  | 53514409562 | 230 | LB | 40 | 42 | 106 | 12 Months | NO
33-2070 | Basin&Rail Asm/24X96/Sim/ZP/1.25-2"D@36"/Z-Rail/St Ha Cover/4"PS/Flt Tree/AFD | Basin&Rail Asm/24X96/Sim/ZP/1.25-2"D@36"/Z-Rail/St Ha Cover/4"PS/Flt Tree/AFD | https://www.zoellerpumps.com/en-us/products/package-systems/qls-series | EA | 5733 |  | 53514409579 | 275 | LB | 275 | LB | LB | 12 Months | NO
33-2071 | Basin&Rail Asm/24X96/Sim/ZP/1.25-2"D@36"/Z-Rail/Al Ha Cover/4"PS/Flt Tree/AFD | Basin&Rail Asm/24X96/Sim/ZP/1.25-2"D@36"/Z-Rail/Al Ha Cover/4"PS/Flt Tree/AFD | https://www.zoellerpumps.com/en-us/products/package-systems/qls-series | EA | 6133 |  | 53514409586 | 237 | LB | 237 | LB | LB | 12 Months | NO
33-2072 | Basin&Rail Asm/24X96/Sim/ZP/1.25-2"D@48"/Z-Rail/FG Cover/4"PS/Flt Tree/AFD | Basin&Rail Asm/24X96/Sim/ZP/1.25-2"D@48"/Z-Rail/FG Cover/4"PS/Flt Tree/AFD | https://www.zoellerpumps.com/en-us/products/package-systems/basins | EA | 4517 |  | 53514409593 | 230 | LB | 40 | 42 | 106 | 12 Months | NO
33-2073 | Basin&Rail Asm/24X96/Sim/ZP/1.25-2"D@48"/Z-Rail/St Ha Cover/4"PS/Flt Tree/AFD | Basin&Rail Asm/24X96/Sim/ZP/1.25-2"D@48"/Z-Rail/St Ha Cover/4"PS/Flt Tree/AFD | https://www.zoellerpumps.com/en-us/products/package-systems/qls-series | EA | 5733 |  | 53514409609 | 275 | LB | 275 | LB | LB | 12 Months | NO
33-2074 | Basin&Rail Asm/24X96/Sim/ZP/1.25-2"D@48"/Z-Rail/Al Ha Cover/4"PS/Flt Tree/AFD | Basin&Rail Asm/24X96/Sim/ZP/1.25-2"D@48"/Z-Rail/Al Ha Cover/4"PS/Flt Tree/AFD | https://www.zoellerpumps.com/en-us/products/package-systems/qls-series | EA | 6133 |  | 53514409616 | 237 | LB | 237 | LB | LB | 12 Months | NO
33-2075 | Basin&Rail Asm/24X108/Sim/ZP/1.25-2"D@48"/Z-Rail/FG Cover/4"PS/Flt Tree/AFD | Basin&Rail Asm/24X108/Sim/ZP/1.25-2"D@48"/Z-Rail/FG Cover/4"PS/Flt Tree/AFD | https://www.zoellerpumps.com/en-us/products/package-systems/basins | EA | 5383 |  | 53514409623 | 248 | LB | 40 | 42 | 118 | 12 Months | NO
33-2076 | Basin&Rail Asm/24X108/Sim/ZP/1.25-2"D@48"/Z-Rail/St Ha Cover/4"PS/Flt Tree/AFD | Basin&Rail Asm/24X108/Sim/ZP/1.25-2"D@48"/Z-Rail/St Ha Cover/4"PS/Flt Tree/AFD | https://www.zoellerpumps.com/en-us/products/package-systems/qls-series | EA | 5983 |  | 53514409630 | 295 | LB | 295 | LB | LB | 12 Months | NO
33-2077 | Basin&Rail Asm/24X108/Sim/ZP/1.25-2"D@48"/Z-Rail/Al Ha Cover/4"PS/Flt Tree/AFD | Basin&Rail Asm/24X108/Sim/ZP/1.25-2"D@48"/Z-Rail/Al Ha Cover/4"PS/Flt Tree/AFD | https://www.zoellerpumps.com/en-us/products/package-systems/qls-series | EA | 6383 |  | 53514409647 | 255 | LB | 255 | LB | LB | 12 Months | NO
33-2078 | Basin&Rail Asm/24X120/Sim/ZP/1.25-2"D@48"/Z-Rail/FG Cover/4"PS/Flt Tree/AFD | Basin&Rail Asm/24X120/Sim/ZP/1.25-2"D@48"/Z-Rail/FG Cover/4"PS/Flt Tree/AFD | https://www.zoellerpumps.com/en-us/products/package-systems/basins | EA | 5633 |  | 53514409654 | 260 | LB | 40 | 42 | 130 | 12 Months | NO
33-2079 | Basin&Rail Asm/24X120/Sim/ZP/1.25-2"D@48"/Z-Rail/St Ha Cover/4"PS/Flt Tree/AFD | Basin&Rail Asm/24X120/Sim/ZP/1.25-2"D@48"/Z-Rail/St Ha Cover/4"PS/Flt Tree/AFD | https://www.zoellerpumps.com/en-us/products/package-systems/qls-series | EA | 6233 |  | 53514409661 | 305 | LB | 305 | LB | LB | 12 Months | NO
33-2080 | Basin&Rail Asm/24X120/Sim/ZP/1.25-2"D@48"/Z-Rail/Al Ha Cover/4"PS/Flt Tree/AFD | Basin&Rail Asm/24X120/Sim/ZP/1.25-2"D@48"/Z-Rail/Al Ha Cover/4"PS/Flt Tree/AFD | https://www.zoellerpumps.com/en-us/products/package-systems/qls-series | EA | 6633 |  | 53514409678 | 267 | LB | 267 | LB | LB | 12 Months | NO
33-2081 | Basin&Rail Asm/30X48/Sim/ZP/1.25-2"D@15"/Z-Rail/FG Cover/4"PS/Float Tree/AFD | Basin&Rail Asm/30X48/Sim/ZP/1.25-2"D@15"/Z-Rail/FG Cover/4"PS/Float Tree/AFD | https://www.zoellerpumps.com/en-us/products/package-systems/basins | EA | 4059 |  | 53514409685 | 202 | LB | 54 | 40 | 48 | 12 Months | NO
33-2082 | Basin&Rail Asm/30X48/Sim/ZP/1.25-2"D@15"/Z-Rail/St Ha Cover/4"PS/Float Tree/AFD | Basin&Rail Asm/30X48/Sim/ZP/1.25-2"D@15"/Z-Rail/St Ha Cover/4"PS/Float Tree/AFD | https://www.zoellerpumps.com/en-us/products/package-systems/qls-series | EA | 5009 |  | 53514409692 | 262 | LB | 262 | LB | LB | 12 Months | NO
33-2083 | Basin&Rail Asm/30X48/Sim/ZP/1.25-2"D@15"/Z-Rail/Al Ha Cover/4"PS/Float Tree/AFD | Basin&Rail Asm/30X48/Sim/ZP/1.25-2"D@15"/Z-Rail/Al Ha Cover/4"PS/Float Tree/AFD | https://www.zoellerpumps.com/en-us/products/package-systems/qls-series | EA | 5359 |  | 53514409708 | 212 | LB | 212 | LB | LB | 12 Months | NO
33-2084 | Basin&Rail Asm/30X60/Sim/ZP/1.25-2"D@24"/Z-Rail/FG Cover/4"PS/Float Tree/AFD | Basin&Rail Asm/30X60/Sim/ZP/1.25-2"D@24"/Z-Rail/FG Cover/4"PS/Float Tree/AFD | https://www.zoellerpumps.com/en-us/products/package-systems/basins | EA | 4239 |  | 53514409715 | 222 | LB | 66 | 40 | 48 | 12 Months | NO
33-2085 | Basin&Rail Asm/30X60/Sim/ZP/1.25-2"D@24"/Z-Rail/St Ha Cover/4"PS/Float Tree/AFD | Basin&Rail Asm/30X60/Sim/ZP/1.25-2"D@24"/Z-Rail/St Ha Cover/4"PS/Float Tree/AFD | https://www.zoellerpumps.com/en-us/products/package-systems/qls-series | EA | 5189 |  | 53514409722 | 282 | LB | 282 | LB | LB | 12 Months | NO
33-2086 | Basin&Rail Asm/30X60/Sim/ZP/1.25-2"D@24"/Z-Rail/Al Ha Cover/4"PS/Float Tree/AFD | Basin&Rail Asm/30X60/Sim/ZP/1.25-2"D@24"/Z-Rail/Al Ha Cover/4"PS/Float Tree/AFD | https://www.zoellerpumps.com/en-us/products/package-systems/qls-series | EA | 5539 |  | 53514409739 | 232 | LB | 232 | LB | LB | 12 Months | NO
33-2087 | Basin&Rail Asm/30X72/Sim/ZP/1.25-2"D@30"/Z-Rail/FG Cover/4"PS/Float Tree/AFD | Basin&Rail Asm/30X72/Sim/ZP/1.25-2"D@30"/Z-Rail/FG Cover/4"PS/Float Tree/AFD | https://www.zoellerpumps.com/en-us/products/package-systems/basins | EA | 4419 |  | 53514409746 | 243 | LB | 78 | 40 | 48 | 12 Months | NO
33-2088 | Basin&Rail Asm/30X72/Sim/ZP/1.25-2"D@30"/Z-Rail/St Ha Cover/4"PS/Float Tree/AFD | Basin&Rail Asm/30X72/Sim/ZP/1.25-2"D@30"/Z-Rail/St Ha Cover/4"PS/Float Tree/AFD | https://www.zoellerpumps.com/en-us/products/package-systems/qls-series | EA | 5369 |  | 53514409753 | 303 | LB | 303 | LB | LB | 12 Months | NO
33-2089 | Basin&Rail Asm/30X72/Sim/ZP/1.25-2"D@30"/Z-Rail/Al Ha Cover/4"PS/Float Tree/AFD | Basin&Rail Asm/30X72/Sim/ZP/1.25-2"D@30"/Z-Rail/Al Ha Cover/4"PS/Float Tree/AFD | https://www.zoellerpumps.com/en-us/products/package-systems/qls-series | EA | 5719 |  | 53514409760 | 253 | LB | 253 | LB | LB | 12 Months | NO
33-2090 | Basin&Rail Asm/30X84/Sim/ZP/1.25-2"D@36"/Z-Rail/FG Cover/4"PS/Float Tree/AFD | Basin&Rail Asm/30X84/Sim/ZP/1.25-2"D@36"/Z-Rail/FG Cover/4"PS/Float Tree/AFD | https://www.zoellerpumps.com/en-us/products/package-systems/basins | EA | 4599 |  | 53514409777 | 300 | LB | 90 | 40 | 48 | 12 Months | NO
33-2091 | Basin&Rail Asm/30X84/Sim/ZP/1.25-2"D@36"/Z-Rail/St Ha Cover/4"PS/Float Tree/AFD | Basin&Rail Asm/30X84/Sim/ZP/1.25-2"D@36"/Z-Rail/St Ha Cover/4"PS/Float Tree/AFD | https://www.zoellerpumps.com/en-us/products/package-systems/qls-series | EA | 5549 |  | 53514409784 | 359 | LB | 359 | LB | LB | 12 Months | NO
33-2092 | Basin&Rail Asm/30X84/Sim/ZP/1.25-2"D@36"/Z-Rail/Al Ha Cover/4"PS/Float Tree/AFD | Basin&Rail Asm/30X84/Sim/ZP/1.25-2"D@36"/Z-Rail/Al Ha Cover/4"PS/Float Tree/AFD | https://www.zoellerpumps.com/en-us/products/package-systems/qls-series | EA | 5899 |  | 53514409791 | 309 | LB | 309 | LB | LB | 12 Months | NO
33-2093 | Basin&Rail Asm/30X84/Sim/ZP/1.25-2"D@48"/Z-Rail/FG Cover/4"PS/Float Tree/AFD | Basin&Rail Asm/30X84/Sim/ZP/1.25-2"D@48"/Z-Rail/FG Cover/4"PS/Float Tree/AFD | https://www.zoellerpumps.com/en-us/products/package-systems/basins | EA | 4599 |  | 53514409807 | 300 | LB | 90 | 40 | 48 | 12 Months | NO
33-2094 | Basin&Rail Asm/30X84/Sim/ZP/1.25-2"D@48"/Z-Rail/St Ha Cover/4"PS/Float Tree/AFD | Basin&Rail Asm/30X84/Sim/ZP/1.25-2"D@48"/Z-Rail/St Ha Cover/4"PS/Float Tree/AFD | https://www.zoellerpumps.com/en-us/products/package-systems/qls-series | EA | 5549 |  | 53514409814 | 359 | LB | 359 | LB | LB | 12 Months | NO
33-2095 | Basin&Rail Asm/30X84/Sim/ZP/1.25-2"D@48"/Z-Rail/Al Ha Cover/4"PS/Float Tree/AFD | Basin&Rail Asm/30X84/Sim/ZP/1.25-2"D@48"/Z-Rail/Al Ha Cover/4"PS/Float Tree/AFD | https://www.zoellerpumps.com/en-us/products/package-systems/qls-series | EA | 5899 |  | 53514409821 | 309 | LB | 309 | LB | LB | 12 Months | NO
33-2096 | Basin&Rail Asm/30X96/Sim/ZP/1.25-2"D@36"/Z-Rail/FG Cover/4"PS/Float Tree/AFD | Basin&Rail Asm/30X96/Sim/ZP/1.25-2"D@36"/Z-Rail/FG Cover/4"PS/Float Tree/AFD | https://www.zoellerpumps.com/en-us/products/package-systems/basins | EA | 5923 |  | 53514409838 | 314 | LB | 45 | 42 | 106 | 12 Months | NO
33-2097 | Basin&Rail Asm/30X96/Sim/ZP/1.25-2"D@36"/Z-Rail/St Ha Cover/4"PS/Float Tree/AFD | Basin&Rail Asm/30X96/Sim/ZP/1.25-2"D@36"/Z-Rail/St Ha Cover/4"PS/Float Tree/AFD | https://www.zoellerpumps.com/en-us/products/package-systems/qls-series | EA | 6873 |  | 53514409845 | 374 | LB | 374 | LB | LB | 12 Months | NO
33-2098 | Basin&Rail Asm/30X96/Sim/ZP/1.25-2"D@36"/Z-Rail/Al Ha Cover/4"PS/Float Tree/AFD | Basin&Rail Asm/30X96/Sim/ZP/1.25-2"D@36"/Z-Rail/Al Ha Cover/4"PS/Float Tree/AFD | https://www.zoellerpumps.com/en-us/products/package-systems/qls-series | EA | 7223 |  | 53514409852 | 324 | LB | 324 | LB | LB | 12 Months | NO
33-2099 | Basin&Rail Asm/30X96/Sim/ZP/1.25-2"D@48"/Z-Rail/FG Cover/4"PS/Float Tree/AFD | Basin&Rail Asm/30X96/Sim/ZP/1.25-2"D@48"/Z-Rail/FG Cover/4"PS/Float Tree/AFD | https://www.zoellerpumps.com/en-us/products/package-systems/basins | EA | 5184 |  | 53514409869 | 314 | LB | 45 | 42 | 106 | 12 Months | NO
33-2100 | Basin&Rail Asm/30X96/Sim/ZP/1.25-2"D@48"/Z-Rail/St Ha Cover/4"PS/Float Tree/AFD | Basin&Rail Asm/30X96/Sim/ZP/1.25-2"D@48"/Z-Rail/St Ha Cover/4"PS/Float Tree/AFD | https://www.zoellerpumps.com/en-us/products/package-systems/qls-series | EA | 6873 |  | 53514409876 | 374 | LB | 374 | LB | LB | 12 Months | NO
33-2101 | Basin&Rail Asm/30X96/Sim/ZP/1.25-2"D@48"/Z-Rail/Al Ha Cover/4"PS/Float Tree/AFD | Basin&Rail Asm/30X96/Sim/ZP/1.25-2"D@48"/Z-Rail/Al Ha Cover/4"PS/Float Tree/AFD | https://www.zoellerpumps.com/en-us/products/package-systems/qls-series | EA | 7223 |  | 53514409883 | 324 | LB | 324 | LB | LB | 12 Months | NO
33-2102 | Basin&Rail Asm/30X108/Sim/ZP/1.25-2"D@48"/Z-Rail/FG Cover/4"PS/Float Tree/AFD | Basin&Rail Asm/30X108/Sim/ZP/1.25-2"D@48"/Z-Rail/FG Cover/4"PS/Float Tree/AFD | https://www.zoellerpumps.com/en-us/products/package-systems/basins | EA | 6103 |  | 53514409890 | 329 | LB | 45 | 42 | 118 | 12 Months | NO
33-2103 | Basin&Rail Asm/30X108/Sim/ZP/1.25-2"D@48"/Z-Rail/St Ha Cover/4"PS/Float Tree/AFD | Basin&Rail Asm/30X108/Sim/ZP/1.25-2"D@48"/Z-Rail/St Ha Cover/4"PS/Float Tree/AFD | https://www.zoellerpumps.com/en-us/products/package-systems/qls-series | EA | 7053 |  | 53514409906 | 389 | LB | 389 | LB | LB | 12 Months | NO
33-2104 | Basin&Rail Asm/30X108/Sim/ZP/1.25-2"D@48"/Z-Rail/Al Ha Cover/4"PS/Float Tree/AFD | Basin&Rail Asm/30X108/Sim/ZP/1.25-2"D@48"/Z-Rail/Al Ha Cover/4"PS/Float Tree/AFD | https://www.zoellerpumps.com/en-us/products/package-systems/qls-series | EA | 7403 |  | 53514409913 | 305 | LB | 305 | LB | LB | 12 Months | NO
33-2105 | Basin&Rail Asm/30X120/Sim/ZP/1.25-2"D@48"/Z-Rail/FG Cover/4"PS/Float Tree/AFD | Basin&Rail Asm/30X120/Sim/ZP/1.25-2"D@48"/Z-Rail/FG Cover/4"PS/Float Tree/AFD | https://www.zoellerpumps.com/en-us/products/package-systems/basins | EA | 6283 |  | 53514409920 | 345 | LB | 45 | 42 | 130 | 12 Months | NO
33-2106 | Basin&Rail Asm/30X120/Sim/ZP/1.25-2"D@48"/Z-Rail/St Ha Cover/4"PS/Float Tree/AFD | Basin&Rail Asm/30X120/Sim/ZP/1.25-2"D@48"/Z-Rail/St Ha Cover/4"PS/Float Tree/AFD | https://www.zoellerpumps.com/en-us/products/package-systems/qls-series | EA | 7233 |  | 53514409937 | 405 | LB | 405 | LB | LB | 12 Months | NO
33-2107 | Basin&Rail Asm/30X120/Sim/ZP/1.25-2"D@48"/Z-Rail/Al Ha Cover/4"PS/Float Tree/AFD | Basin&Rail Asm/30X120/Sim/ZP/1.25-2"D@48"/Z-Rail/Al Ha Cover/4"PS/Float Tree/AFD | https://www.zoellerpumps.com/en-us/products/package-systems/qls-series | EA | 7583 |  | 53514409944 | 355 | LB | 355 | LB | LB | 12 Months | NO
33-2108 | Basin&Rail Asm/36X48/Dup/ZP/1.25-2"D@19"/Z-Rail/FG Cover/4"PS/Float Tree/AFD | Basin&Rail Asm/36X48/Dup/ZP/1.25-2"D@19"/Z-Rail/FG Cover/4"PS/Float Tree/AFD | https://www.zoellerpumps.com/en-us/products/package-systems/basins | EA | 5766 |  | 53514409951 | 258 | LB | 54 | 40 | 48 | 12 Months | NO
33-2109 | Basin&Rail Asm/36X48/Dup/ZP/1.25-2"D@19"/Z-Rail/St Ha Cover/4"PS/Float Tree/AFD | Basin&Rail Asm/36X48/Dup/ZP/1.25-2"D@19"/Z-Rail/St Ha Cover/4"PS/Float Tree/AFD | https://www.zoellerpumps.com/en-us/products/package-systems/qls-series | EA | 6766 |  | 53514409968 | 325 | LB | 325 | LB | LB | 12 Months | NO
33-2110 | Basin&Rail Asm/36X48/Dup/ZP/1.25-2"D@19"/Z-Rail/Al Ha Cover/4"PS/Float Tree/AFD | Basin&Rail Asm/36X48/Dup/ZP/1.25-2"D@19"/Z-Rail/Al Ha Cover/4"PS/Float Tree/AFD | https://www.zoellerpumps.com/en-us/products/package-systems/qls-series | EA | 7566 |  | 53514409975 | 265 | LB | 265 | LB | LB | 12 Months | NO
33-2111 | Basin&Rail Asm/36X60/Dup/ZP/1.25-2"D@24"/Z-Rail/FG Cover/4"PS/Float Tree/AFD | Basin&Rail Asm/36X60/Dup/ZP/1.25-2"D@24"/Z-Rail/FG Cover/4"PS/Float Tree/AFD | https://www.zoellerpumps.com/en-us/products/package-systems/basins | EA | 5986 |  | 53514409982 | 272 | LB | 66 | 40 | 48 | 12 Months | NO
33-2112 | Basin&Rail Asm/36X60/Dup/ZP/1.25-2"D@24"/Z-Rail/St Ha Cover/4"PS/Float Tree/AFD | Basin&Rail Asm/36X60/Dup/ZP/1.25-2"D@24"/Z-Rail/St Ha Cover/4"PS/Float Tree/AFD | https://www.zoellerpumps.com/en-us/products/package-systems/qls-series | EA | 6986 |  | 53514409999 | 339 | LB | 339 | LB | LB | 12 Months | NO
33-2113 | Basin&Rail Asm/36X60/Dup/ZP/1.25-2"D@24"/Z-Rail/Al Ha Cover/4"PS/Float Tree/AFD | Basin&Rail Asm/36X60/Dup/ZP/1.25-2"D@24"/Z-Rail/Al Ha Cover/4"PS/Float Tree/AFD | https://www.zoellerpumps.com/en-us/products/package-systems/qls-series | EA | 7786 |  | 53514410001 | 279 | LB | 279 | LB | LB | 12 Months | NO
33-2114 | Basin&Rail Asm/36X72/Dup/ZP/1.25-2"D@30"/Z-Rail/FG Cover/4"PS/Float Tree/AFD | Basin&Rail Asm/36X72/Dup/ZP/1.25-2"D@30"/Z-Rail/FG Cover/4"PS/Float Tree/AFD | https://www.zoellerpumps.com/en-us/products/package-systems/basins | EA | 6206 |  | 53514410018 | 285 | LB | 78 | 40 | 48 | 12 Months | NO
33-2115 | Basin&Rail Asm/36X72/Dup/ZP/1.25-2"D@30"/Z-Rail/St Ha Cover/4"PS/Float Tree/AFD | Basin&Rail Asm/36X72/Dup/ZP/1.25-2"D@30"/Z-Rail/St Ha Cover/4"PS/Float Tree/AFD | https://www.zoellerpumps.com/en-us/products/package-systems/qls-series | EA | 7206 |  | 53514410025 | 352 | LB | 352 | LB | LB | 12 Months | NO
33-2116 | Basin&Rail Asm/36X72/Dup/ZP/1.25-2"D@30"/Z-Rail/Al Ha Cover/4"PS/Float Tree/AFD | Basin&Rail Asm/36X72/Dup/ZP/1.25-2"D@30"/Z-Rail/Al Ha Cover/4"PS/Float Tree/AFD | https://www.zoellerpumps.com/en-us/products/package-systems/qls-series | EA | 8006 |  | 53514410032 | 292 | LB | 292 | LB | LB | 12 Months | NO
33-2117 | Basin&Rail Asm/36X84/Dup/ZP/1.25-2"D@36"/Z-Rail/FG Cover/4"PS/Float Tree/AFD | Basin&Rail Asm/36X84/Dup/ZP/1.25-2"D@36"/Z-Rail/FG Cover/4"PS/Float Tree/AFD | https://www.zoellerpumps.com/en-us/products/package-systems/basins | EA | 6426 |  | 53514410049 | 304 | LB | 90 | 40 | 48 | 12 Months | NO
33-2118 | Basin&Rail Asm/36X84/Dup/ZP/1.25-2"D@36"/Z-Rail/St Ha Cover/4"PS/Float Tree/AFD | Basin&Rail Asm/36X84/Dup/ZP/1.25-2"D@36"/Z-Rail/St Ha Cover/4"PS/Float Tree/AFD | https://www.zoellerpumps.com/en-us/products/package-systems/qls-series | EA | 7426 |  | 53514410056 | 371 | LB | 371 | LB | LB | 12 Months | NO
33-2119 | Basin&Rail Asm/36X84/Dup/ZP/1.25-2"D@36"/Z-Rail/Al Ha Cover/4"PS/Float Tree/AFD | Basin&Rail Asm/36X84/Dup/ZP/1.25-2"D@36"/Z-Rail/Al Ha Cover/4"PS/Float Tree/AFD | https://www.zoellerpumps.com/en-us/products/package-systems/qls-series | EA | 8226 |  | 53514410063 | 311 | LB | 311 | LB | LB | 12 Months | NO
33-2120 | Basin&Rail Asm/36X84/Dup/ZP/1.25-2"D@48"/Z-Rail/FG Cover/4"PS/Float Tree/AFD | Basin&Rail Asm/36X84/Dup/ZP/1.25-2"D@48"/Z-Rail/FG Cover/4"PS/Float Tree/AFD | https://www.zoellerpumps.com/en-us/products/package-systems/basins | EA | 6426 |  | 53514410070 | 304 | LB | 96 | 40 | 48 | 12 Months | NO
33-2121 | Basin&Rail Asm/36X84/Dup/ZP/1.25-2"D@48"/Z-Rail/St Ha Cover/4"PS/Float Tree/AFD | Basin&Rail Asm/36X84/Dup/ZP/1.25-2"D@48"/Z-Rail/St Ha Cover/4"PS/Float Tree/AFD | https://www.zoellerpumps.com/en-us/products/package-systems/qls-series | EA | 7426 |  | 53514410087 | 371 | LB | 371 | LB | LB | 12 Months | NO
33-2122 | Basin&Rail Asm/36X84/Dup/ZP/1.25-2"D@48"/Z-Rail/Al Ha Cover/4"PS/Float Tree/AFD | Basin&Rail Asm/36X84/Dup/ZP/1.25-2"D@48"/Z-Rail/Al Ha Cover/4"PS/Float Tree/AFD | https://www.zoellerpumps.com/en-us/products/package-systems/qls-series | EA | 8226 |  | 53514410094 | 311 | LB | 311 | LB | LB | 12 Months | NO
33-2123 | Basin&Rail Asm/36X96/Dup/ZP/1.25-2"D@36"/Z-Rail/FG Cover/4"PS/Float Tree/AFD | Basin&Rail Asm/36X96/Dup/ZP/1.25-2"D@36"/Z-Rail/FG Cover/4"PS/Float Tree/AFD | https://www.zoellerpumps.com/en-us/products/package-systems/basins | EA | 7996 |  | 53514410100 | 332 | LB | 50 | 42 | 106 | 12 Months | NO
33-2124 | Basin&Rail Asm/36X96/Dup/ZP/1.25-2"D@36"/Z-Rail/St Ha Cover/4"PS/Float Tree/AFD | Basin&Rail Asm/36X96/Dup/ZP/1.25-2"D@36"/Z-Rail/St Ha Cover/4"PS/Float Tree/AFD | https://www.zoellerpumps.com/en-us/products/package-systems/qls-series | EA | 8996 |  | 53514410117 | 399 | LB | 399 | LB | LB | 12 Months | NO
33-2125 | Basin&Rail Asm/36X96/Dup/ZP/1.25-2"D@36"/Z-Rail/Al Ha Cover/4"PS/Float Tree/AFD | Basin&Rail Asm/36X96/Dup/ZP/1.25-2"D@36"/Z-Rail/Al Ha Cover/4"PS/Float Tree/AFD | https://www.zoellerpumps.com/en-us/products/package-systems/qls-series | EA | 9796 |  | 53514410124 | 339 | LB | 339 | LB | LB | 12 Months | NO
33-2126 | Basin&Rail Asm/36X96/Dup/ZP/1.25-2"D@48"/Z-Rail/FG Cover/4"PS/Float Tree/AFD | Basin&Rail Asm/36X96/Dup/ZP/1.25-2"D@48"/Z-Rail/FG Cover/4"PS/Float Tree/AFD | https://www.zoellerpumps.com/en-us/products/package-systems/basins | EA | 7457 |  | 53514410131 | 332 | LB | 50 | 42 | 106 | 12 Months | NO
33-2127 | Basin&Rail Asm/36X96/Dup/ZP/1.25-2"D@48"/Z-Rail/St Ha Cover/4"PS/Float Tree/AFD | Basin&Rail Asm/36X96/Dup/ZP/1.25-2"D@48"/Z-Rail/St Ha Cover/4"PS/Float Tree/AFD | https://www.zoellerpumps.com/en-us/products/package-systems/qls-series | EA | 8996 |  | 53514410148 | 399 | LB | 399 | LB | LB | 12 Months | NO
33-2128 | Basin&Rail Asm/36X96/Dup/ZP/1.25-2"D@48"/Z-Rail/Al Ha Cover/4"PS/Float Tree/AFD | Basin&Rail Asm/36X96/Dup/ZP/1.25-2"D@48"/Z-Rail/Al Ha Cover/4"PS/Float Tree/AFD | https://www.zoellerpumps.com/en-us/products/package-systems/qls-series | EA | 9796 |  | 53514410155 | 339 | LB | 339 | LB | LB | 12 Months | NO
33-2129 | Basin&Rail Asm/36X108/Dup/ZP/1.25-2"D@48"/Z-Rail/FG Cover/4"PS/Float Tree/AFD | Basin&Rail Asm/36X108/Dup/ZP/1.25-2"D@48"/Z-Rail/FG Cover/4"PS/Float Tree/AFD | https://www.zoellerpumps.com/en-us/products/package-systems/basins | EA | 8796 |  | 53514410162 | 359 | LB | 50 | 42 | 118 | 12 Months | NO
33-2130 | Basin&Rail Asm/36X108/Dup/ZP/1.25-2"D@48"/Z-Rail/St Ha Cover/4"PS/Float Tree/AFD | Basin&Rail Asm/36X108/Dup/ZP/1.25-2"D@48"/Z-Rail/St Ha Cover/4"PS/Float Tree/AFD | https://www.zoellerpumps.com/en-us/products/package-systems/qls-series | EA | 9796 |  | 53514410179 | 439 | LB | 439 | LB | LB | 12 Months | NO
33-2131 | Basin&Rail Asm/36X108/Dup/ZP/1.25-2"D@48"/Z-Rail/Al Ha Cover/4"PS/Float Tree/AFD | Basin&Rail Asm/36X108/Dup/ZP/1.25-2"D@48"/Z-Rail/Al Ha Cover/4"PS/Float Tree/AFD | https://www.zoellerpumps.com/en-us/products/package-systems/qls-series | EA | 10596 |  | 53514410186 | 364 | LB | 364 | LB | LB | 12 Months | NO
33-2132 | Basin&Rail Asm/36X120/Dup/ZP/1.25-2"D@48"/Z-Rail/FG Cover/4"PS/Float Tree/AFD | Basin&Rail Asm/36X120/Dup/ZP/1.25-2"D@48"/Z-Rail/FG Cover/4"PS/Float Tree/AFD | https://www.zoellerpumps.com/en-us/products/package-systems/basins | EA | 9596 |  | 53514410193 | 379 | LB | 50 | 42 | 130 | 12 Months | NO
33-2133 | Basin&Rail Asm/36X120/Dup/ZP/1.25-2"D@48"/Z-Rail/St Ha Cover/4"PS/Float Tree/AFD | Basin&Rail Asm/36X120/Dup/ZP/1.25-2"D@48"/Z-Rail/St Ha Cover/4"PS/Float Tree/AFD | https://www.zoellerpumps.com/en-us/products/package-systems/qls-series | EA | 10596 |  | 53514410209 | 459 | LB | 459 | LB | LB | 12 Months | NO
33-2134 | Basin&Rail Asm/36X120/Dup/ZP/1.25-2"D@48"/Z-Rail/Al Ha Cover/4"PS/Float Tree/AFD | Basin&Rail Asm/36X120/Dup/ZP/1.25-2"D@48"/Z-Rail/Al Ha Cover/4"PS/Float Tree/AFD | https://www.zoellerpumps.com/en-us/products/package-systems/qls-series | EA | 11396 |  | 53514410216 | 384 | LB | 384 | LB | LB | 12 Months | NO
33-2135 | Basin&Rail Asm/48X48/Dup/ZP/1.25-2"D@19"/Z-Rail/FG Cover/4"PS/Float Tree/AFD | Basin&Rail Asm/48X48/Dup/ZP/1.25-2"D@19"/Z-Rail/FG Cover/4"PS/Float Tree/AFD | https://www.zoellerpumps.com/en-us/products/package-systems/basins | EA | 6674 |  | 53514410223 | 479 | LB | 56 | 56 | 56 | 12 Months | NO
33-2136 | Basin&Rail Asm/48X48/Dup/ZP/1.25-2"D@19"/Z-Rail/St Ha Cover/4"PS/Float Tree/AFD | Basin&Rail Asm/48X48/Dup/ZP/1.25-2"D@19"/Z-Rail/St Ha Cover/4"PS/Float Tree/AFD | https://www.zoellerpumps.com/en-us/products/package-systems/qls-series | EA | 7774 |  | 53514410230 | 553 | LB | 553 | LB | LB | 12 Months | NO
33-2137 | Basin&Rail Asm/48X48/Dup/ZP/1.25-2"D@19"/Z-Rail/Al Ha Cover/4"PS/Float Tree/AFD | Basin&Rail Asm/48X48/Dup/ZP/1.25-2"D@19"/Z-Rail/Al Ha Cover/4"PS/Float Tree/AFD | https://www.zoellerpumps.com/en-us/products/package-systems/qls-series | EA | 8674 |  | 53514410247 | 489 | LB | 489 | LB | LB | 12 Months | NO
33-2138 | Basin&Rail Asm/48X60/Dup/ZP/1.25-2"D@24"/Z-Rail/FG Cover/4"PS/Float Tree/AFD | Basin&Rail Asm/48X60/Dup/ZP/1.25-2"D@24"/Z-Rail/FG Cover/4"PS/Float Tree/AFD | https://www.zoellerpumps.com/en-us/products/package-systems/basins | EA | 7324 |  | 53514410254 | 540 | LB | 66 | 56 | 56 | 12 Months | NO
33-2139 | Basin&Rail Asm/48X60/Dup/ZP/1.25-2"D@24"/Z-Rail/St Ha Cover/4"PS/Float Tree/AFD | Basin&Rail Asm/48X60/Dup/ZP/1.25-2"D@24"/Z-Rail/St Ha Cover/4"PS/Float Tree/AFD | https://www.zoellerpumps.com/en-us/products/package-systems/qls-series | EA | 8424 |  | 53514410261 | 670 | LB | 670 | LB | LB | 12 Months | NO
33-2140 | Basin&Rail Asm/48X60/Dup/ZP/1.25-2"D@24"/Z-Rail/Al Ha Cover/4"PS/Float Tree/AFD | Basin&Rail Asm/48X60/Dup/ZP/1.25-2"D@24"/Z-Rail/Al Ha Cover/4"PS/Float Tree/AFD | https://www.zoellerpumps.com/en-us/products/package-systems/qls-series | EA | 9324 |  | 53514410278 | 550 | LB | 550 | LB | LB | 12 Months | NO
33-2141 | Basin&Rail Asm/48X72/Dup/ZP/1.25-2"D@30"/Z-Rail/FG Cover/4"PS/Float Tree/AFD | Basin&Rail Asm/48X72/Dup/ZP/1.25-2"D@30"/Z-Rail/FG Cover/4"PS/Float Tree/AFD | https://www.zoellerpumps.com/en-us/products/package-systems/basins | EA | 7974 |  | 53514410285 | 585 | LB | 78 | 56 | 56 | 12 Months | NO
33-2142 | Basin&Rail Asm/48X72/Dup/ZP/1.25-2"D@30"/Z-Rail/St Ha Cover/4"PS/Float Tree/AFD | Basin&Rail Asm/48X72/Dup/ZP/1.25-2"D@30"/Z-Rail/St Ha Cover/4"PS/Float Tree/AFD | https://www.zoellerpumps.com/en-us/products/package-systems/qls-series | EA | 9074 |  | 53514410292 | 715 | LB | 715 | LB | LB | 12 Months | NO
33-2143 | Basin&Rail Asm/48X72/Dup/ZP/1.25-2"D@30"/Z-Rail/Al Ha Cover/4"PS/Float Tree/AFD | Basin&Rail Asm/48X72/Dup/ZP/1.25-2"D@30"/Z-Rail/Al Ha Cover/4"PS/Float Tree/AFD | https://www.zoellerpumps.com/en-us/products/package-systems/qls-series | EA | 9974 |  | 53514410308 | 595 | LB | 595 | LB | LB | 12 Months | NO
33-2144 | Basin&Rail Asm/48X84/Dup/ZP/1.25-2"D@36"/Z-Rail/FG Cover/4"PS/Float Tree/AFD | Basin&Rail Asm/48X84/Dup/ZP/1.25-2"D@36"/Z-Rail/FG Cover/4"PS/Float Tree/AFD | https://www.zoellerpumps.com/en-us/products/package-systems/basins | EA | 8624 |  | 53514410315 | 655 | LB | 90 | 56 | 56 | 12 Months | NO
33-2145 | Basin&Rail Asm/48X84/Dup/ZP/1.25-2"D@36"/Z-Rail/St Ha Cover/4"PS/Float Tree/AFD | Basin&Rail Asm/48X84/Dup/ZP/1.25-2"D@36"/Z-Rail/St Ha Cover/4"PS/Float Tree/AFD | https://www.zoellerpumps.com/en-us/products/package-systems/qls-series | EA | 9724 |  | 53514410322 | 785 | LB | 785 | LB | LB | 12 Months | NO
33-2146 | Basin&Rail Asm/48X84/Dup/ZP/1.25-2"D@36"/Z-Rail/Al Ha Cover/4"PS/Float Tree/AFD | Basin&Rail Asm/48X84/Dup/ZP/1.25-2"D@36"/Z-Rail/Al Ha Cover/4"PS/Float Tree/AFD | https://www.zoellerpumps.com/en-us/products/package-systems/qls-series | EA | 10624 |  | 53514410339 | 665 | LB | 665 | LB | LB | 12 Months | NO
33-2147 | Basin&Rail Asm/48X84/Dup/ZP/1.25-2"D@48"/Z-Rail/FG Cover/4"PS/Float Tree/AFD | Basin&Rail Asm/48X84/Dup/ZP/1.25-2"D@48"/Z-Rail/FG Cover/4"PS/Float Tree/AFD | https://www.zoellerpumps.com/en-us/products/package-systems/basins | EA | 8624 |  | 53514410346 | 655 | LB | 90 | 56 | 56 | 12 Months | NO
33-2148 | Basin&Rail Asm/48X84/Dup/ZP/1.25-2"D@48"/Z-Rail/St Ha Cover/4"PS/Float Tree/AFD | Basin&Rail Asm/48X84/Dup/ZP/1.25-2"D@48"/Z-Rail/St Ha Cover/4"PS/Float Tree/AFD | https://www.zoellerpumps.com/en-us/products/package-systems/qls-series | EA | 9724 |  | 53514410353 | 785 | LB | 785 | LB | LB | 12 Months | NO
33-2149 | Basin&Rail Asm/48X84/Dup/ZP/1.25-2"D@48"/Z-Rail/Al Ha Cover/4"PS/Float Tree/AFD | Basin&Rail Asm/48X84/Dup/ZP/1.25-2"D@48"/Z-Rail/Al Ha Cover/4"PS/Float Tree/AFD | https://www.zoellerpumps.com/en-us/products/package-systems/qls-series | EA | 10624 |  | 53514410360 | 665 | LB | 665 | LB | LB | 12 Months | NO
33-2150 | Basin&Rail Asm/48X96/Dup/ZP/1.25-2"D@36"/Z-Rail/FG Cover/4"PS/Float Tree/AFD | Basin&Rail Asm/48X96/Dup/ZP/1.25-2"D@36"/Z-Rail/FG Cover/4"PS/Float Tree/AFD | https://www.zoellerpumps.com/en-us/products/package-systems/basins | EA | 10249 |  | 53514410377 | 695 | LB | 62 | 56 | 106 | 12 Months | NO
33-2151 | Basin&Rail Asm/48X96/Dup/ZP/1.25-2"D@36"/Z-Rail/St Ha Cover/4"PS/Float Tree/AFD | Basin&Rail Asm/48X96/Dup/ZP/1.25-2"D@36"/Z-Rail/St Ha Cover/4"PS/Float Tree/AFD | https://www.zoellerpumps.com/en-us/products/package-systems/qls-series | EA | 11349 |  | 53514410384 | 825 | LB | 825 | LB | LB | 12 Months | NO
33-2152 | Basin&Rail Asm/48X96/Dup/ZP/1.25-2"D@36"/Z-Rail/Al Ha Cover/4"PS/Float Tree/AFD | Basin&Rail Asm/48X96/Dup/ZP/1.25-2"D@36"/Z-Rail/Al Ha Cover/4"PS/Float Tree/AFD | https://www.zoellerpumps.com/en-us/products/package-systems/qls-series | EA | 12249 |  | 53514410391 | 705 | LB | 705 | LB | LB | 12 Months | NO
33-2153 | Basin&Rail Asm/48X96/Dup/ZP/1.25-2"D@48"/Z-Rail/FG Cover/4"PS/Float Tree/AFD | Basin&Rail Asm/48X96/Dup/ZP/1.25-2"D@48"/Z-Rail/FG Cover/4"PS/Float Tree/AFD | https://www.zoellerpumps.com/en-us/products/package-systems/basins | EA | 9154 |  | 53514410407 | 695 | LB | 66 | 56 | 106 | 12 Months | NO
33-2154 | Basin&Rail Asm/48X96/Dup/ZP/1.25-2"D@48"/Z-Rail/St Ha Cover/4"PS/Float Tree/AFD | Basin&Rail Asm/48X96/Dup/ZP/1.25-2"D@48"/Z-Rail/St Ha Cover/4"PS/Float Tree/AFD | https://www.zoellerpumps.com/en-us/products/package-systems/qls-series | EA | 11349 |  | 53514410414 | 825 | LB | 825 | LB | LB | 12 Months | NO
33-2155 | Basin&Rail Asm/48X96/Dup/ZP/1.25-2"D@48"/Z-Rail/Al Ha Cover/4"PS/Float Tree/AFD | Basin&Rail Asm/48X96/Dup/ZP/1.25-2"D@48"/Z-Rail/Al Ha Cover/4"PS/Float Tree/AFD | https://www.zoellerpumps.com/en-us/products/package-systems/qls-series | EA | 12249 |  | 53514410421 | 705 | LB | 705 | LB | LB | 12 Months | NO
33-2156 | Basin&Rail Asm/48X108/Dup/ZP/1.25-2"D@48"/Z-Rail/FG Cover/4"PS/Float Tree/AFD | Basin&Rail Asm/48X108/Dup/ZP/1.25-2"D@48"/Z-Rail/FG Cover/4"PS/Float Tree/AFD | https://www.zoellerpumps.com/en-us/products/package-systems/basins | EA | 11199 |  | 53514410438 | 735 | LB | 62 | 56 | 118 | 12 Months | NO
33-2157 | Basin&Rail Asm/48X108/Dup/ZP/1.25-2"D@48"/Z-Rail/St Ha Cover/4"PS/Float Tree/AFD | Basin&Rail Asm/48X108/Dup/ZP/1.25-2"D@48"/Z-Rail/St Ha Cover/4"PS/Float Tree/AFD | https://www.zoellerpumps.com/en-us/products/package-systems/qls-series | EA | 12299 |  | 53514410445 | 865 | LB | 865 | LB | LB | 12 Months | NO
33-2158 | Basin&Rail Asm/48X108/Dup/ZP/1.25-2"D@48"/Z-Rail/Al Ha Cover/4"PS/Float Tree/AFD | Basin&Rail Asm/48X108/Dup/ZP/1.25-2"D@48"/Z-Rail/Al Ha Cover/4"PS/Float Tree/AFD | https://www.zoellerpumps.com/en-us/products/package-systems/qls-series | EA | 13199 |  | 53514410452 | 745 | LB | 745 | LB | LB | 12 Months | NO
33-2159 | Basin&Rail Asm/48X120/Dup/ZP/1.25-2"D@48"/Z-Rail/FG Cover/4"PS/Float Tree/AFD | Basin&Rail Asm/48X120/Dup/ZP/1.25-2"D@48"/Z-Rail/FG Cover/4"PS/Float Tree/AFD | https://www.zoellerpumps.com/en-us/products/package-systems/basins | EA | 12149 |  | 53514410469 | 775 | LB | 62 | 56 | 130 | 12 Months | NO
33-2160 | Basin&Rail Asm/48X120/Dup/ZP/1.25-2"D@48"/Z-Rail/St Ha Cover/4"PS/Float Tree/AFD | Basin&Rail Asm/48X120/Dup/ZP/1.25-2"D@48"/Z-Rail/St Ha Cover/4"PS/Float Tree/AFD | https://www.zoellerpumps.com/en-us/products/package-systems/qls-series | EA | 13249 |  | 53514410476 | 905 | LB | 905 | LB | LB | 12 Months | NO
33-2161 | Basin&Rail Asm/48X120/Dup/ZP/1.25-2"D@48"/Z-Rail/Al Ha Cover/4"PS/Float Tree/AFD | Basin&Rail Asm/48X120/Dup/ZP/1.25-2"D@48"/Z-Rail/Al Ha Cover/4"PS/Float Tree/AFD | https://www.zoellerpumps.com/en-us/products/package-systems/qls-series | EA | 14149 |  | 53514410483 | 785 | LB | 785 | LB | LB | 12 Months | NO
33-2163 | Basin&Rail Asm/24X72/Sim/ZP/1.25-2"D@24"/Z-Rail/FG Cover/4"PS/Flt Tree/AFD | Basin&Rail Asm/24X72/Sim/ZP/1.25-2"D@24"/Z-Rail/FG Cover/4"PS/Flt Tree/AFD | https://www.zoellerpumps.com/en-us/products/package-systems/qls-series | EA | 3917 |  | 53514415105 | 199 | LB | 199 | LB | LB | 12 Months | NO
33-2164 | Basin&Rail Asm/24X72/Sim/ZP/1.25-2"D@24"/Z-Rail/St Ha Cover/4"PS/Flt Tree/AFD | Basin&Rail Asm/24X72/Sim/ZP/1.25-2"D@24"/Z-Rail/St Ha Cover/4"PS/Flt Tree/AFD | https://www.zoellerpumps.com/en-us/products/package-systems/qls-series | EA | 4517 |  | 53514415129 | 245 | LB | 245 | LB | LB | 12 Months | NO
33-2165 | Basin&Rail Asm/24X72/Sim/ZP/1.25-2"D@24"/Z-Rail/Al Ha Cover/4"PS/Flt Tree/AFD | Basin&Rail Asm/24X72/Sim/ZP/1.25-2"D@24"/Z-Rail/Al Ha Cover/4"PS/Flt Tree/AFD | https://www.zoellerpumps.com/en-us/products/package-systems/qls-series | EA | 4917 |  | 53514415143 | 199 | LB | 199 | LB | LB | 12 Months | NO
33-2166 | Basin&Rail Asm/24X72/Sim/ZP/1.25-2"D@36"/Z-Rail/FG Cover/4"PS/Flt Tree/AFD | Basin&Rail Asm/24X72/Sim/ZP/1.25-2"D@36"/Z-Rail/FG Cover/4"PS/Flt Tree/AFD | https://www.zoellerpumps.com/en-us/products/package-systems/qls-series | EA | 3917 |  | 53514415167 | 192 | LB | 192 | LB | LB | 12 Months | NO
33-2167 | Basin&Rail Asm/24X72/Sim/ZP/1.25-2"D@36"/Z-Rail/St Ha Cover/4"PS/Flt Tree/AFD | Basin&Rail Asm/24X72/Sim/ZP/1.25-2"D@36"/Z-Rail/St Ha Cover/4"PS/Flt Tree/AFD | https://www.zoellerpumps.com/en-us/products/package-systems/qls-series | EA | 4517 |  | 53514415181 | 245 | LB | 245 | LB | LB | 12 Months | NO
33-2168 | Basin&Rail Asm/24X72/Sim/ZP/1.25-2"D@36"/Z-Rail/Al Ha Cover/4"PS/Flt Tree/AFD | Basin&Rail Asm/24X72/Sim/ZP/1.25-2"D@36"/Z-Rail/Al Ha Cover/4"PS/Flt Tree/AFD | https://www.zoellerpumps.com/en-us/products/package-systems/qls-series | EA | 4917 |  | 53514415204 | 199 | LB | 199 | LB | LB | 12 Months | NO
33-2169 | Basin&Rail Asm/24X84/Sim/ZP/1.25-2"D@24"/Z-Rail/FG Cover/4"PS/Flt Tree/AFD | Basin&Rail Asm/24X84/Sim/ZP/1.25-2"D@24"/Z-Rail/FG Cover/4"PS/Flt Tree/AFD | https://www.zoellerpumps.com/en-us/products/package-systems/qls-series | EA | 4027 |  | 53514415228 | 213 | LB | 213 | LB | LB | 12 Months | NO
33-2170 | Basin&Rail Asm/24X84/Sim/ZP/1.25-2"D@24"/Z-Rail/St Ha Cover/4"PS/Flt Tree/AFD | Basin&Rail Asm/24X84/Sim/ZP/1.25-2"D@24"/Z-Rail/St Ha Cover/4"PS/Flt Tree/AFD | https://www.zoellerpumps.com/en-us/products/package-systems/qls-series | EA | 4627 |  | 53514415242 | 258 | LB | 258 | LB | LB | 12 Months | NO
33-2171 | Basin&Rail Asm/24X84/Sim/ZP/1.25-2"D@24"/Z-Rail/Al Ha Cover/4"PS/Flt Tree/AFD | Basin&Rail Asm/24X84/Sim/ZP/1.25-2"D@24"/Z-Rail/Al Ha Cover/4"PS/Flt Tree/AFD | https://www.zoellerpumps.com/en-us/products/package-systems/qls-series | EA | 5027 |  | 53514415266 | 220 | LB | 220 | LB | LB | 12 Months | NO
33-2172 | Basin&Rail Asm/30X72/Sim/ZP/1.25-2"D@24"/Z-Rail/FG Cover/4"PS/Float Tree/AFD | Basin&Rail Asm/30X72/Sim/ZP/1.25-2"D@24"/Z-Rail/FG Cover/4"PS/Float Tree/AFD | https://www.zoellerpumps.com/en-us/products/package-systems/qls-series | EA | 4419 |  | 53514415280 | 243 | LB | 243 | LB | LB | 12 Months | NO
33-2173 | Basin&Rail Asm/30X72/Sim/ZP/1.25-2"D@24"/Z-Rail/St Ha Cover/4"PS/Float Tree/AFD | Basin&Rail Asm/30X72/Sim/ZP/1.25-2"D@24"/Z-Rail/St Ha Cover/4"PS/Float Tree/AFD | https://www.zoellerpumps.com/en-us/products/package-systems/qls-series | EA | 5369 |  | 53514415303 | 303 | LB | 303 | LB | LB | 12 Months | NO
33-2174 | Basin&Rail Asm/30X72/Sim/ZP/1.25-2"D@24"/Z-Rail/Al Ha Cover/4"PS/Float Tree/AFD | Basin&Rail Asm/30X72/Sim/ZP/1.25-2"D@24"/Z-Rail/Al Ha Cover/4"PS/Float Tree/AFD | https://www.zoellerpumps.com/en-us/products/package-systems/qls-series | EA | 5719 |  | 53514415341 | 253 | LB | 253 | LB | LB | 12 Months | NO
33-2175 | Basin&Rail Asm/30X72/Sim/ZP/1.25-2"D@36"/Z-Rail/FG Cover/4"PS/Float Tree/AFD | Basin&Rail Asm/30X72/Sim/ZP/1.25-2"D@36"/Z-Rail/FG Cover/4"PS/Float Tree/AFD | https://www.zoellerpumps.com/en-us/products/package-systems/qls-series | EA | 4419 |  | 53514415365 | 243 | LB | 243 | LB | LB | 12 Months | NO
33-2176 | Basin&Rail Asm/30X72/Sim/ZP/1.25-2"D@36"/Z-Rail/St Ha Cover/4"PS/Float Tree/AFD | Basin&Rail Asm/30X72/Sim/ZP/1.25-2"D@36"/Z-Rail/St Ha Cover/4"PS/Float Tree/AFD | https://www.zoellerpumps.com/en-us/products/package-systems/qls-series | EA | 5369 |  | 53514415389 | 303 | LB | 303 | LB | LB | 12 Months | NO
33-2177 | Basin&Rail Asm/30X72/Sim/ZP/1.25-2"D@36"/Z-Rail/Al Ha Cover/4"PS/Float Tree/AFD | Basin&Rail Asm/30X72/Sim/ZP/1.25-2"D@36"/Z-Rail/Al Ha Cover/4"PS/Float Tree/AFD | https://www.zoellerpumps.com/en-us/products/package-systems/qls-series | EA | 5719 |  | 53514415402 | 253 | LB | 253 | LB | LB | 12 Months | NO
33-2178 | Basin&Rail Asm/30X84/Sim/ZP/1.25-2"D@24"/Z-Rail/FG Cover/4"PS/Float Tree/AFD | Basin&Rail Asm/30X84/Sim/ZP/1.25-2"D@24"/Z-Rail/FG Cover/4"PS/Float Tree/AFD | https://www.zoellerpumps.com/en-us/products/package-systems/qls-series | EA | 4599 |  | 53514415440 | 300 | LB | 300 | LB | LB | 12 Months | NO
33-2179 | Basin&Rail Asm/30X84/Sim/ZP/1.25-2"D@24"/Z-Rail/St Ha Cover/4"PS/Float Tree/AFD | Basin&Rail Asm/30X84/Sim/ZP/1.25-2"D@24"/Z-Rail/St Ha Cover/4"PS/Float Tree/AFD | https://www.zoellerpumps.com/en-us/products/package-systems/qls-series | EA | 5549 |  | 53514415464 | 359 | LB | 359 | LB | LB | 12 Months | NO
33-2180 | Basin&Rail Asm/30X84/Sim/ZP/1.25-2"D@24"/Z-Rail/Al Ha Cover/4"PS/Float Tree/AFD | Basin&Rail Asm/30X84/Sim/ZP/1.25-2"D@24"/Z-Rail/Al Ha Cover/4"PS/Float Tree/AFD | https://www.zoellerpumps.com/en-us/products/package-systems/qls-series | EA | 5899 |  | 53514415488 | 309 | LB | 309 | LB | LB | 12 Months | NO
33-2181 | Basin&Rail Asm/36X72/Dup/ZP/1.25-2"D@24"/Z-Rail/FG Cover/4"PS/Float Tree/AFD | Basin&Rail Asm/36X72/Dup/ZP/1.25-2"D@24"/Z-Rail/FG Cover/4"PS/Float Tree/AFD | https://www.zoellerpumps.com/en-us/products/package-systems/qls-series | EA | 6206 |  | 53514415549 | 285 | LB | 285 | LB | LB | 12 Months | NO
33-2182 | Basin&Rail Asm/36X72/Dup/ZP/1.25-2"D@24"/Z-Rail/St Ha Cover/4"PS/Float Tree/AFD | Basin&Rail Asm/36X72/Dup/ZP/1.25-2"D@24"/Z-Rail/St Ha Cover/4"PS/Float Tree/AFD | https://www.zoellerpumps.com/en-us/products/package-systems/qls-series | EA | 7206 |  | 53514415563 | 352 | LB | 352 | LB | LB | 12 Months | NO
33-2183 | Basin&Rail Asm/36X72/Dup/ZP/1.25-2"D@24"/Z-Rail/Al Ha Cover/4"PS/Float Tree/AFD | Basin&Rail Asm/36X72/Dup/ZP/1.25-2"D@24"/Z-Rail/Al Ha Cover/4"PS/Float Tree/AFD | https://www.zoellerpumps.com/en-us/products/package-systems/qls-series | EA | 8006 |  | 53514415587 | 292 | LB | 292 | LB | LB | 12 Months | NO
33-2184 | Basin&Rail Asm/36X72/Dup/ZP/1.25-2"D@36"/Z-Rail/FG Cover/4"PS/Float Tree/AFD | Basin&Rail Asm/36X72/Dup/ZP/1.25-2"D@36"/Z-Rail/FG Cover/4"PS/Float Tree/AFD | https://www.zoellerpumps.com/en-us/products/package-systems/qls-series | EA | 6206 |  | 53514415600 | 285 | LB | 285 | LB | LB | 12 Months | NO
33-2185 | Basin&Rail Asm/36X72/Dup/ZP/1.25-2"D@36"/Z-Rail/St Ha Cover/4"PS/Float Tree/AFD | Basin&Rail Asm/36X72/Dup/ZP/1.25-2"D@36"/Z-Rail/St Ha Cover/4"PS/Float Tree/AFD | https://www.zoellerpumps.com/en-us/products/package-systems/qls-series | EA | 7206 |  | 53514415624 | 352 | LB | 352 | LB | LB | 12 Months | NO
33-2186 | Basin&Rail Asm/36X72/Dup/ZP/1.25-2"D@36"/Z-Rail/Al Ha Cover/4"PS/Float Tree/AFD | Basin&Rail Asm/36X72/Dup/ZP/1.25-2"D@36"/Z-Rail/Al Ha Cover/4"PS/Float Tree/AFD | https://www.zoellerpumps.com/en-us/products/package-systems/qls-series | EA | 8006 |  | 53514415648 | 292 | LB | 292 | LB | LB | 12 Months | NO
33-2187 | Basin&Rail Asm/36X84/Dup/ZP/1.25-2"D@24"/Z-Rail/FG Cover/4"PS/Float Tree/AFD | Basin&Rail Asm/36X84/Dup/ZP/1.25-2"D@24"/Z-Rail/FG Cover/4"PS/Float Tree/AFD | https://www.zoellerpumps.com/en-us/products/package-systems/qls-series | EA | 6426 |  | 53514415662 | 304 | LB | 304 | LB | LB | 12 Months | NO
33-2188 | Basin&Rail Asm/36X84/Dup/ZP/1.25-2"D@24"/Z-Rail/St Ha Cover/4"PS/Float Tree/AFD | Basin&Rail Asm/36X84/Dup/ZP/1.25-2"D@24"/Z-Rail/St Ha Cover/4"PS/Float Tree/AFD | https://www.zoellerpumps.com/en-us/products/package-systems/qls-series | EA | 7426 |  | 53514415686 | 371 | LB | 371 | LB | LB | 12 Months | NO
33-2189 | Basin&Rail Asm/36X84/Dup/ZP/1.25-2"D@24"/Z-Rail/Al Ha Cover/4"PS/Float Tree/AFD | Basin&Rail Asm/36X84/Dup/ZP/1.25-2"D@24"/Z-Rail/Al Ha Cover/4"PS/Float Tree/AFD | https://www.zoellerpumps.com/en-us/products/package-systems/qls-series | EA | 8226 |  | 53514415709 | 311 | LB | 311 | LB | LB | 12 Months | NO
33-2190 | Basin&Rail Asm/48X72/Dup/ZP/1.25-2"D@24"/Z-Rail/FG Cover/4"PS/Float Tree/AFD | Basin&Rail Asm/48X72/Dup/ZP/1.25-2"D@24"/Z-Rail/FG Cover/4"PS/Float Tree/AFD | https://www.zoellerpumps.com/en-us/products/package-systems/qls-series | EA | 7974 |  | 53514415723 | 585 | LB | 585 | LB | LB | 12 Months | NO
33-2191 | Basin&Rail Asm/48X72/Dup/ZP/1.25-2"D@24"/Z-Rail/St Ha Cover/4"PS/Float Tree/AFD | Basin&Rail Asm/48X72/Dup/ZP/1.25-2"D@24"/Z-Rail/St Ha Cover/4"PS/Float Tree/AFD | https://www.zoellerpumps.com/en-us/products/package-systems/qls-series | EA | 9074 |  | 53514415730 | 715 | LB | 715 | LB | LB | 12 Months | NO
33-2192 | Basin&Rail Asm/48X72/Dup/ZP/1.25-2"D@24"/Z-Rail/Al Ha Cover/4"PS/Float Tree/AFD | Basin&Rail Asm/48X72/Dup/ZP/1.25-2"D@24"/Z-Rail/Al Ha Cover/4"PS/Float Tree/AFD | https://www.zoellerpumps.com/en-us/products/package-systems/qls-series | EA | 9974 |  | 53514415754 | 595 | LB | 595 | LB | LB | 12 Months | NO
33-2193 | Basin&Rail Asm/48X72/Dup/ZP/1.25-2"D@36"/Z-Rail/FG Cover/4"PS/Float Tree/AFD | Basin&Rail Asm/48X72/Dup/ZP/1.25-2"D@36"/Z-Rail/FG Cover/4"PS/Float Tree/AFD | https://www.zoellerpumps.com/en-us/products/package-systems/qls-series | EA | 7974 |  | 53514415792 | 585 | LB | 585 | LB | LB | 12 Months | NO
33-2194 | Basin&Rail Asm/48X72/Dup/ZP/1.25-2"D@36"/Z-Rail/St Ha Cover/4"PS/Float Tree/AFD | Basin&Rail Asm/48X72/Dup/ZP/1.25-2"D@36"/Z-Rail/St Ha Cover/4"PS/Float Tree/AFD | https://www.zoellerpumps.com/en-us/products/package-systems/qls-series | EA | 9074 |  | 53514415815 | 715 | LB | 715 | LB | LB | 12 Months | NO
33-2195 | Basin&Rail Asm/48X72/Dup/ZP/1.25-2"D@36"/Z-Rail/Al Ha Cover/4"PS/Float Tree/AFD | Basin&Rail Asm/48X72/Dup/ZP/1.25-2"D@36"/Z-Rail/Al Ha Cover/4"PS/Float Tree/AFD | https://www.zoellerpumps.com/en-us/products/package-systems/qls-series | EA | 9974 |  | 53514415839 | 595 | LB | 595 | LB | LB | 12 Months | NO
33-2196 | Basin&Rail Asm/48X84/Dup/ZP/1.25-2"D@24"/Z-Rail/FG Cover/4"PS/Float Tree/AFD | Basin&Rail Asm/48X84/Dup/ZP/1.25-2"D@24"/Z-Rail/FG Cover/4"PS/Float Tree/AFD | https://www.zoellerpumps.com/en-us/products/package-systems/qls-series | EA | 8624 |  | 53514415914 | 655 | LB | 655 | LB | LB | 12 Months | NO
33-2197 | Basin&Rail Asm/48X84/Dup/ZP/1.25-2"D@24"/Z-Rail/St Ha Cover/4"PS/Float Tree/AFD | Basin&Rail Asm/48X84/Dup/ZP/1.25-2"D@24"/Z-Rail/St Ha Cover/4"PS/Float Tree/AFD | https://www.zoellerpumps.com/en-us/products/package-systems/qls-series | EA | 9724 |  | 53514415938 | 785 | LB | 785 | LB | LB | 12 Months | NO
33-2198 | Basin&Rail Asm/48X84/Dup/ZP/1.25-2"D@24"/Z-Rail/Al Ha Cover/4"PS/Float Tree/AFD | Basin&Rail Asm/48X84/Dup/ZP/1.25-2"D@24"/Z-Rail/Al Ha Cover/4"PS/Float Tree/AFD | https://www.zoellerpumps.com/en-us/products/package-systems/qls-series | EA | 10624 |  | 53514415952 | 665 | LB | 665 | LB | LB | 12 Months | NO
33-2199 | Basin&Rail Asm/24X72/Sim/ZP/1.25"D@24"/Z-Rail/PC/FG Cover/4"PS/Float Tree/AFD | Basin&Rail Asm/24X72/Sim/ZP/1.25"D@24"/Z-Rail/PC/FG Cover/4"PS/Float Tree/AFD | https://www.zoellerpumps.com/en-us/products/package-systems/qls-series | EA | 3871 |  | 53514415976 | 192 | LB | 192 | LB | LB | 12 Months | NO
33-2200 | Basin&Rail Asm/24X72/Sim/ZP/1.25"D@24"/Z-Rail/PC/St Ha Cover/4"PS/Float Tree/AFD | Basin&Rail Asm/24X72/Sim/ZP/1.25"D@24"/Z-Rail/PC/St Ha Cover/4"PS/Float Tree/AFD | https://www.zoellerpumps.com/en-us/products/package-systems/qls-series | EA | 4265 |  | 53514415990 | 245 | LB | 245 | LB | LB | 12 Months | NO
33-2201 | Basin&Rail Asm/24X72/Sim/ZP/1.25"D@24"/Z-Rail/PC/Al Ha Cover/4"PS/Float Tree/AFD | Basin&Rail Asm/24X72/Sim/ZP/1.25"D@24"/Z-Rail/PC/Al Ha Cover/4"PS/Float Tree/AFD | https://www.zoellerpumps.com/en-us/products/package-systems/qls-series | EA | 4665 |  | 53514416010 | 199 | LB | 199 | LB | LB | 12 Months | NO
33-2202 | Basin&Rail Asm/24X72/Sim/ZP/1.25"D@36"/Z-Rail/PC/FG Cover/4"PS/Float Tree/AFD | Basin&Rail Asm/24X72/Sim/ZP/1.25"D@36"/Z-Rail/PC/FG Cover/4"PS/Float Tree/AFD | https://www.zoellerpumps.com/en-us/products/package-systems/qls-series | EA | 3665 |  | 53514416034 | 192 | LB | 192 | LB | LB | 12 Months | NO
33-2203 | Basin&Rail Asm/24X72/Sim/ZP/1.25"D@36"/Z-Rail/PC/St Ha Cover/4"PS/Float Tree/AFD | Basin&Rail Asm/24X72/Sim/ZP/1.25"D@36"/Z-Rail/PC/St Ha Cover/4"PS/Float Tree/AFD | https://www.zoellerpumps.com/en-us/products/package-systems/qls-series | EA | 4265 |  | 53514416058 | 245 | LB | 245 | LB | LB | 12 Months | NO
33-2204 | Basin&Rail Asm/24X72/Sim/ZP/1.25"D@36"/Z-Rail/PC/Al Ha Cover/4"PS/Float Tree/AFD | Basin&Rail Asm/24X72/Sim/ZP/1.25"D@36"/Z-Rail/PC/Al Ha Cover/4"PS/Float Tree/AFD | https://www.zoellerpumps.com/en-us/products/package-systems/qls-series | EA | 4665 |  | 53514416072 | 199 | LB | 199 | LB | LB | 12 Months | NO
33-2205 | Basin&Rail Asm/24X84/Sim/ZP/1.25"D@24"/Z-Rail/PC/FG Cover/4"PS/Float Tree/AFD | Basin&Rail Asm/24X84/Sim/ZP/1.25"D@24"/Z-Rail/PC/FG Cover/4"PS/Float Tree/AFD | https://www.zoellerpumps.com/en-us/products/package-systems/qls-series | EA | 3775 |  | 53514416096 | 213 | LB | 213 | LB | LB | 12 Months | NO
33-2206 | Basin&Rail Asm/24X84/Sim/ZP/1.25"D@24"/Z-Rail/PC/St Ha Cover/4"PS/Flt Tree/AFD | Basin&Rail Asm/24X84/Sim/ZP/1.25"D@24"/Z-Rail/PC/St Ha Cover/4"PS/Flt Tree/AFD | https://www.zoellerpumps.com/en-us/products/package-systems/qls-series | EA | 4375 |  | 53514416119 | 258 | LB | 258 | LB | LB | 12 Months | NO
33-2207 | Basin&Rail Asm/24X84/Sim/ZP/1.25"D@24"/Z-Rail/PC/Al Ha Cover/4"PS/Flt Tree/AFD | Basin&Rail Asm/24X84/Sim/ZP/1.25"D@24"/Z-Rail/PC/Al Ha Cover/4"PS/Flt Tree/AFD | https://www.zoellerpumps.com/en-us/products/package-systems/qls-series | EA | 4775 |  | 53514416133 | 220 | LB | 220 | LB | LB | 12 Months | NO
33-2208 | Basin&Rail Asm/30X72/Sim/ZP/1.25"D@24"/Z-Rail/PC/FG Cover/4"PS/Float Tree/AFD | Basin&Rail Asm/30X72/Sim/ZP/1.25"D@24"/Z-Rail/PC/FG Cover/4"PS/Float Tree/AFD | https://www.zoellerpumps.com/en-us/products/package-systems/qls-series | EA | 4238 |  | 53514416171 | 243 | LB | 243 | LB | LB | 12 Months | NO
33-2209 | Basin&Rail Asm/30X72/Sim/ZP/1.25"D@24"/Z-Rail/PC/St Ha Cover/4"PS/Float Tree/AFD | Basin&Rail Asm/30X72/Sim/ZP/1.25"D@24"/Z-Rail/PC/St Ha Cover/4"PS/Float Tree/AFD | https://www.zoellerpumps.com/en-us/products/package-systems/qls-series | EA | 5188 |  | 53514416195 | 303 | LB | 303 | LB | LB | 12 Months | NO
33-2210 | Basin&Rail Asm/30X72/Sim/ZP/1.25"D@24"/Z-Rail/PC/Al Ha Cover/4"PS/Float Tree/AFD | Basin&Rail Asm/30X72/Sim/ZP/1.25"D@24"/Z-Rail/PC/Al Ha Cover/4"PS/Float Tree/AFD | https://www.zoellerpumps.com/en-us/products/package-systems/qls-series | EA | 5538 |  | 53514416218 | 253 | LB | 253 | LB | LB | 12 Months | NO
33-2211 | Basin&Rail Asm/30X72/Sim/ZP/1.25"D@36"/Z-Rail/PC/FG Cover/4"PS/Float Tree/AFD | Basin&Rail Asm/30X72/Sim/ZP/1.25"D@36"/Z-Rail/PC/FG Cover/4"PS/Float Tree/AFD | https://www.zoellerpumps.com/en-us/products/package-systems/qls-series | EA | 4238 |  | 53514416232 | 243 | LB | 243 | LB | LB | 12 Months | NO
33-2212 | Basin&Rail Asm/30X72/Sim/ZP/1.25"D@36"/Z-Rail/PC/St Ha Cover/4"PS/Float Tree/AFD | Basin&Rail Asm/30X72/Sim/ZP/1.25"D@36"/Z-Rail/PC/St Ha Cover/4"PS/Float Tree/AFD | https://www.zoellerpumps.com/en-us/products/package-systems/qls-series | EA | 5188 |  | 53514416256 | 303 | LB | 303 | LB | LB | 12 Months | NO
33-2213 | Basin&Rail Asm/30X72/Sim/ZP/1.25"D@36"/Z-Rail/PC/Al Ha Cover/4"PS/Float Tree/AFD | Basin&Rail Asm/30X72/Sim/ZP/1.25"D@36"/Z-Rail/PC/Al Ha Cover/4"PS/Float Tree/AFD | https://www.zoellerpumps.com/en-us/products/package-systems/qls-series | EA | 5538 |  | 53514416270 | 253 | LB | 253 | LB | LB | 12 Months | NO
33-2214 | Basin&Rail Asm/30X84/Sim/ZP/1.25"D@24"/Z-Rail/PC/FG Cover/4"PS/Float Tree/AFD | Basin&Rail Asm/30X84/Sim/ZP/1.25"D@24"/Z-Rail/PC/FG Cover/4"PS/Float Tree/AFD | https://www.zoellerpumps.com/en-us/products/package-systems/qls-series | EA | 4418 |  | 53514416294 | 300 | LB | 300 | LB | LB | 12 Months | NO
33-2215 | Basin&Rail Asm/30X84/Sim/ZP/1.25"D@24"/Z-Rail/PC/St Ha Cover/4"PS/Flt Tree/AFD | Basin&Rail Asm/30X84/Sim/ZP/1.25"D@24"/Z-Rail/PC/St Ha Cover/4"PS/Flt Tree/AFD | https://www.zoellerpumps.com/en-us/products/package-systems/qls-series | EA | 5368 |  | 53514416300 | 359 | LB | 359 | LB | LB | 12 Months | NO
33-2216 | Basin&Rail Asm/30X84/Sim/ZP/1.25"D@24"/Z-Rail/PC/Al Ha Cover/4"PS/Flt Tree/AFD | Basin&Rail Asm/30X84/Sim/ZP/1.25"D@24"/Z-Rail/PC/Al Ha Cover/4"PS/Flt Tree/AFD | https://www.zoellerpumps.com/en-us/products/package-systems/qls-series | EA | 5718 |  | 53514416324 | 309 | LB | 309 | LB | LB | 12 Months | NO
33-2217 | Basin&Rail Asm/24X48/Sim/ZP/2"D@15"/Z-Rail/FG Cover/4"PS/Flt Tree/AFD | Basin&Rail Asm/24X48/Sim/ZP/2"D@15"/Z-Rail/FG Cover/4"PS/Flt Tree/AFD | https://www.zoellerpumps.com/en-us/products/package-systems/qls-series | EA | 3705 |  | 53514443122 | 180 | LB | 180 | LB | LB | 12 Months | NO
33-2218 | Basin&Rail Asm/24X48/Sim/ZP/2"D@15"/Z-Rail/St Ha Cover/4"PS/Flt Tree/AFD | Basin&Rail Asm/24X48/Sim/ZP/2"D@15"/Z-Rail/St Ha Cover/4"PS/Flt Tree/AFD | https://www.zoellerpumps.com/en-us/products/package-systems/qls-series | EA | 4305 |  | 53514443139 | 225 | LB | 225 | LB | LB | 12 Months | NO
33-2219 | Basin&Rail Asm/24X48/Sim/ZP/2"D@15"/Z-Rail/Al Ha Cover/4"PS/Flt Tree/AFD | Basin&Rail Asm/24X48/Sim/ZP/2"D@15"/Z-Rail/Al Ha Cover/4"PS/Flt Tree/AFD | https://www.zoellerpumps.com/en-us/products/package-systems/qls-series | EA | 4705 |  | 53514443146 | 187 | LB | 187 | LB | LB | 12 Months | NO
33-2220 | Basin&Rail Asm/24X60/Sim/ZP/2"D@24"/Z-Rail/FG Cover/4"PS/Flt Tree/AFD | Basin&Rail Asm/24X60/Sim/ZP/2"D@24"/Z-Rail/FG Cover/4"PS/Flt Tree/AFD | https://www.zoellerpumps.com/en-us/products/package-systems/qls-series | EA | 3815 |  | 53514443153 | 187 | LB | 187 | LB | LB | 12 Months | NO
33-2221 | Basin&Rail Asm/24X60/Sim/ZP/2"D@24"/Z-Rail/St Ha Cover/4"PS/Flt Tree/AFD | Basin&Rail Asm/24X60/Sim/ZP/2"D@24"/Z-Rail/St Ha Cover/4"PS/Flt Tree/AFD | https://www.zoellerpumps.com/en-us/products/package-systems/qls-series | EA | 4415 |  | 53514443160 | 234 | LB | 234 | LB | LB | 12 Months | NO
33-2222 | Basin&Rail Asm/24X60/Sim/ZP/2"D@24"/Z-Rail/Al Ha Cover/4"PS/Flt Tree/AFD | Basin&Rail Asm/24X60/Sim/ZP/2"D@24"/Z-Rail/Al Ha Cover/4"PS/Flt Tree/AFD | https://www.zoellerpumps.com/en-us/products/package-systems/qls-series | EA | 4815 |  | 53514443177 | 196 | LB | 196 | LB | LB | 12 Months | NO
33-2223 | Basin&Rail Asm/24X72/Sim/ZP/2"D@30"/Z-Rail/FG Cover/4"PS/Flt Tree/AFD | Basin&Rail Asm/24X72/Sim/ZP/2"D@30"/Z-Rail/FG Cover/4"PS/Flt Tree/AFD | https://www.zoellerpumps.com/en-us/products/package-systems/qls-series | EA | 3925 |  | 53514443184 | 192 | LB | 192 | LB | LB | 12 Months | NO
33-2224 | Basin&Rail Asm/24X72/Sim/ZP/2"D@30"/Z-Rail/St Ha Cover/4"PS/Flt Tree/AFD | Basin&Rail Asm/24X72/Sim/ZP/2"D@30"/Z-Rail/St Ha Cover/4"PS/Flt Tree/AFD | https://www.zoellerpumps.com/en-us/products/package-systems/qls-series | EA | 4525 |  | 53514443191 | 245 | LB | 245 | LB | LB | 12 Months | NO
33-2225 | Basin&Rail Asm/24X72/Sim/ZP/2"D@30"/Z-Rail/Al Ha Cover/4"PS/Flt Tree/AFD | Basin&Rail Asm/24X72/Sim/ZP/2"D@30"/Z-Rail/Al Ha Cover/4"PS/Flt Tree/AFD | https://www.zoellerpumps.com/en-us/products/package-systems/qls-series | EA | 4925 |  | 53514443207 | 199 | LB | 199 | LB | LB | 12 Months | NO
33-2226 | Basin&Rail Asm/24X84/Sim/ZP/2"D@36"/Z-Rail/FG Cover/4"PS/Flt Tree/AFD | Basin&Rail Asm/24X84/Sim/ZP/2"D@36"/Z-Rail/FG Cover/4"PS/Flt Tree/AFD | https://www.zoellerpumps.com/en-us/products/package-systems/qls-series | EA | 4035 |  | 53514443214 | 213 | LB | 213 | LB | LB | 12 Months | NO
33-2227 | Basin&Rail Asm/24X84/Sim/ZP/2"D@36"/Z-Rail/St Ha Cover/4"PS/Flt Tree/AFD | Basin&Rail Asm/24X84/Sim/ZP/2"D@36"/Z-Rail/St Ha Cover/4"PS/Flt Tree/AFD | https://www.zoellerpumps.com/en-us/products/package-systems/qls-series | EA | 4635 |  | 53514443221 | 258 | LB | 258 | LB | LB | 12 Months | NO
33-2228 | Basin&Rail Asm/24X84/Sim/ZP/2"D@36"/Z-Rail/Al Ha Cover/4"PS/Flt Tree/AFD | Basin&Rail Asm/24X84/Sim/ZP/2"D@36"/Z-Rail/Al Ha Cover/4"PS/Flt Tree/AFD | https://www.zoellerpumps.com/en-us/products/package-systems/qls-series | EA | 5035 |  | 53514443238 | 220 | LB | 220 | LB | LB | 12 Months | NO
33-2229 | Basin&Rail Asm/24X84/Sim/ZP/2"D@48"/Z-Rail/FG Cover/4"PS/Flt Tree/AFD | Basin&Rail Asm/24X84/Sim/ZP/2"D@48"/Z-Rail/FG Cover/4"PS/Flt Tree/AFD | https://www.zoellerpumps.com/en-us/products/package-systems/qls-series | EA | 4035 |  | 53514443245 | 213 | LB | 213 | LB | LB | 12 Months | NO
33-2230 | Basin&Rail Asm/24X84/Sim/ZP/2"D@48"/Z-Rail/St Ha Cover/4"PS/Flt Tree/AFD | Basin&Rail Asm/24X84/Sim/ZP/2"D@48"/Z-Rail/St Ha Cover/4"PS/Flt Tree/AFD | https://www.zoellerpumps.com/en-us/products/package-systems/qls-series | EA | 4635 |  | 53514443252 | 258 | LB | 258 | LB | LB | 12 Months | NO
33-2231 | Basin&Rail Asm/24X84/Sim/ZP/2"D@48"/Z-Rail/Al Ha Cover/4"PS/Flt Tree/AFD | Basin&Rail Asm/24X84/Sim/ZP/2"D@48"/Z-Rail/Al Ha Cover/4"PS/Flt Tree/AFD | https://www.zoellerpumps.com/en-us/products/package-systems/qls-series | EA | 5035 |  | 53514443269 | 220 | LB | 220 | LB | LB | 12 Months | NO
33-2232 | Basin&Rail Asm/24X96/Sim/ZP/2"D@36"/Z-Rail/FG Cover/4"PS/Flt Tree/AFD | Basin&Rail Asm/24X96/Sim/ZP/2"D@36"/Z-Rail/FG Cover/4"PS/Flt Tree/AFD | https://www.zoellerpumps.com/en-us/products/package-systems/qls-series | EA | 5125 |  | 53514443276 | 230 | LB | 230 | LB | LB | 12 Months | NO
33-2233 | Basin&Rail Asm/24X96/Sim/ZP/2"D@36"/Z-Rail/St Ha Cover/4"PS/Flt Tree/AFD | Basin&Rail Asm/24X96/Sim/ZP/2"D@36"/Z-Rail/St Ha Cover/4"PS/Flt Tree/AFD | https://www.zoellerpumps.com/en-us/products/package-systems/qls-series | EA | 5725 |  | 53514443283 | 275 | LB | 275 | LB | LB | 12 Months | NO
33-2234 | Basin&Rail Asm/24X96/Sim/ZP/2"D@36"/Z-Rail/Al Ha Cover/4"PS/Flt Tree/AFD | Basin&Rail Asm/24X96/Sim/ZP/2"D@36"/Z-Rail/Al Ha Cover/4"PS/Flt Tree/AFD | https://www.zoellerpumps.com/en-us/products/package-systems/qls-series | EA | 6125 |  | 53514443290 | 237 | LB | 237 | LB | LB | 12 Months | NO
33-2235 | Basin&Rail Asm/24X96/Sim/ZP/2"D@48"/Z-Rail/FG Cover/4"PS/Flt Tree/AFD | Basin&Rail Asm/24X96/Sim/ZP/2"D@48"/Z-Rail/FG Cover/4"PS/Flt Tree/AFD | https://www.zoellerpumps.com/en-us/products/package-systems/qls-series | EA | 4250 |  | 53514443306 | 230 | LB | 230 | LB | LB | 12 Months | NO
33-2236 | Basin&Rail Asm/24X96/Sim/ZP/2"D@48"/Z-Rail/St Ha Cover/4"PS/Flt Tree/AFD | Basin&Rail Asm/24X96/Sim/ZP/2"D@48"/Z-Rail/St Ha Cover/4"PS/Flt Tree/AFD | https://www.zoellerpumps.com/en-us/products/package-systems/qls-series | EA | 5725 |  | 53514443313 | 275 | LB | 275 | LB | LB | 12 Months | NO
33-2237 | Basin&Rail Asm/24X96/Sim/ZP/2"D@48"/Z-Rail/Al Ha Cover/4"PS/Flt Tree/AFD | Basin&Rail Asm/24X96/Sim/ZP/2"D@48"/Z-Rail/Al Ha Cover/4"PS/Flt Tree/AFD | https://www.zoellerpumps.com/en-us/products/package-systems/qls-series | EA | 6125 |  | 53514443320 | 237 | LB | 237 | LB | LB | 12 Months | NO
33-2238 | Basin&Rail Asm/24X108/Sim/ZP/2"D@48"/Z-Rail/FG Cover/4"PS/Flt Tree/AFD | Basin&Rail Asm/24X108/Sim/ZP/2"D@48"/Z-Rail/FG Cover/4"PS/Flt Tree/AFD | https://www.zoellerpumps.com/en-us/products/package-systems/qls-series | EA | 5375 |  | 53514443337 | 248 | LB | 248 | LB | LB | 12 Months | NO
33-2239 | Basin&Rail Asm/24X108/Sim/ZP/2"D@48"/Z-Rail/St Ha Cover/4"PS/Flt Tree/AFD | Basin&Rail Asm/24X108/Sim/ZP/2"D@48"/Z-Rail/St Ha Cover/4"PS/Flt Tree/AFD | https://www.zoellerpumps.com/en-us/products/package-systems/qls-series | EA | 5975 |  | 53514443344 | 295 | LB | 295 | LB | LB | 12 Months | NO
33-2240 | Basin&Rail Asm/24X108/Sim/ZP/2"D@48"/Z-Rail/Al Ha Cover/4"PS/Flt Tree/AFD | Basin&Rail Asm/24X108/Sim/ZP/2"D@48"/Z-Rail/Al Ha Cover/4"PS/Flt Tree/AFD | https://www.zoellerpumps.com/en-us/products/package-systems/qls-series | EA | 6375 |  | 53514443351 | 255 | LB | 255 | LB | LB | 12 Months | NO
33-2241 | Basin&Rail Asm/24X120/Sim/ZP/2"D@48"/Z-Rail/FG Cover/4"PS/Flt Tree/AFD | Basin&Rail Asm/24X120/Sim/ZP/2"D@48"/Z-Rail/FG Cover/4"PS/Flt Tree/AFD | https://www.zoellerpumps.com/en-us/products/package-systems/qls-series | EA | 5625 |  | 53514443368 | 260 | LB | 260 | LB | LB | 12 Months | NO
33-2242 | Basin&Rail Asm/24X120/Sim/ZP/2"D@48"/Z-Rail/St Ha Cover/4"PS/Flt Tree/AFD | Basin&Rail Asm/24X120/Sim/ZP/2"D@48"/Z-Rail/St Ha Cover/4"PS/Flt Tree/AFD | https://www.zoellerpumps.com/en-us/products/package-systems/qls-series | EA | 6225 |  | 53514443375 | 305 | LB | 305 | LB | LB | 12 Months | NO
33-2243 | Basin&Rail Asm/24X120/Sim/ZP/2"D@48"/Z-Rail/Al Ha Cover/4"PS/Flt Tree/AFD | Basin&Rail Asm/24X120/Sim/ZP/2"D@48"/Z-Rail/Al Ha Cover/4"PS/Flt Tree/AFD | https://www.zoellerpumps.com/en-us/products/package-systems/qls-series | EA | 6625 |  | 53514443382 | 267 | LB | 267 | LB | LB | 12 Months | NO
33-2244 | Basin&Rail Asm/30X48/Sim/ZP/2"D@15"/Z-Rail/FG Cover/4"PS/Float Tree/AFD | Basin&Rail Asm/30X48/Sim/ZP/2"D@15"/Z-Rail/FG Cover/4"PS/Float Tree/AFD | https://www.zoellerpumps.com/en-us/products/package-systems/qls-series | EA | 4052 |  | 53514443399 | 202 | LB | 202 | LB | LB | 12 Months | NO
33-2245 | Basin&Rail Asm/30X48/Sim/ZP/2"D@15"/Z-Rail/St Ha Cover/4"PS/Float Tree/AFD | Basin&Rail Asm/30X48/Sim/ZP/2"D@15"/Z-Rail/St Ha Cover/4"PS/Float Tree/AFD | https://www.zoellerpumps.com/en-us/products/package-systems/qls-series | EA | 5002 |  | 53514443405 | 262 | LB | 262 | LB | LB | 12 Months | NO
33-2246 | Basin&Rail Asm/30X48/Sim/ZP/2"D@15"/Z-Rail/Al Ha Cover/4"PS/Float Tree/AFD | Basin&Rail Asm/30X48/Sim/ZP/2"D@15"/Z-Rail/Al Ha Cover/4"PS/Float Tree/AFD | https://www.zoellerpumps.com/en-us/products/package-systems/qls-series | EA | 5352 |  | 53514443412 | 212 | LB | 212 | LB | LB | 12 Months | NO
33-2247 | Basin&Rail Asm/30X60/Sim/ZP/2"D@24"/Z-Rail/FG Cover/4"PS/Float Tree/AFD | Basin&Rail Asm/30X60/Sim/ZP/2"D@24"/Z-Rail/FG Cover/4"PS/Float Tree/AFD | https://www.zoellerpumps.com/en-us/products/package-systems/qls-series | EA | 4232 |  | 53514443429 | 222 | LB | 222 | LB | LB | 12 Months | NO
33-2248 | Basin&Rail Asm/30X60/Sim/ZP/2"D@24"/Z-Rail/St Ha Cover/4"PS/Float Tree/AFD | Basin&Rail Asm/30X60/Sim/ZP/2"D@24"/Z-Rail/St Ha Cover/4"PS/Float Tree/AFD | https://www.zoellerpumps.com/en-us/products/package-systems/qls-series | EA | 5182 |  | 53514443436 | 222 | LB | 222 | LB | LB | 12 Months | NO
33-2249 | Basin&Rail Asm/30X60/Sim/ZP/2"D@24"/Z-Rail/Al Ha Cover/4"PS/Float Tree/AFD | Basin&Rail Asm/30X60/Sim/ZP/2"D@24"/Z-Rail/Al Ha Cover/4"PS/Float Tree/AFD | https://www.zoellerpumps.com/en-us/products/package-systems/qls-series | EA | 5532 |  | 53514443443 | 232 | LB | 232 | LB | LB | 12 Months | NO
33-2250 | Basin&Rail Asm/30X72/Sim/ZP/2"D@30"/Z-Rail/FG Cover/4"PS/Float Tree/AFD | Basin&Rail Asm/30X72/Sim/ZP/2"D@30"/Z-Rail/FG Cover/4"PS/Float Tree/AFD | https://www.zoellerpumps.com/en-us/products/package-systems/qls-series | EA | 4412 |  | 53514443450 | 143 | LB | 143 | LB | LB | 12 Months | NO
33-2251 | Basin&Rail Asm/30X72/Sim/ZP/2"D@30"/Z-Rail/St Ha Cover/4"PS/Float Tree/AFD | Basin&Rail Asm/30X72/Sim/ZP/2"D@30"/Z-Rail/St Ha Cover/4"PS/Float Tree/AFD | https://www.zoellerpumps.com/en-us/products/package-systems/qls-series | EA | 5362 |  | 53514443467 | 243 | LB | 243 | LB | LB | 12 Months | NO
33-2252 | Basin&Rail Asm/30X72/Sim/ZP/2"D@30"/Z-Rail/Al Ha Cover/4"PS/Float Tree/AFD | Basin&Rail Asm/30X72/Sim/ZP/2"D@30"/Z-Rail/Al Ha Cover/4"PS/Float Tree/AFD | https://www.zoellerpumps.com/en-us/products/package-systems/qls-series | EA | 5712 |  | 53514437114 | 253 | LB | 253 | LB | LB | 12 Months | NO
33-2253 | Basin&Rail Asm/30X84/Sim/ZP/2"D@36"/Z-Rail/FG Cover/4"PS/Float Tree/AFD | Basin&Rail Asm/30X84/Sim/ZP/2"D@36"/Z-Rail/FG Cover/4"PS/Float Tree/AFD | https://www.zoellerpumps.com/en-us/products/package-systems/qls-series | EA | 4592 |  | 53514443474 | 300 | LB | 300 | LB | LB | 12 Months | NO
33-2254 | Basin&Rail Asm/30X84/Sim/ZP/2"D@36"/Z-Rail/St Ha Cover/4"PS/Float Tree/AFD | Basin&Rail Asm/30X84/Sim/ZP/2"D@36"/Z-Rail/St Ha Cover/4"PS/Float Tree/AFD | https://www.zoellerpumps.com/en-us/products/package-systems/qls-series | EA | 5542 |  | 53514443481 | 359 | LB | 359 | LB | LB | 12 Months | NO
33-2255 | Basin&Rail Asm/30X84/Sim/ZP/2"D@36"/Z-Rail/Al Ha Cover/4"PS/Float Tree/AFD | Basin&Rail Asm/30X84/Sim/ZP/2"D@36"/Z-Rail/Al Ha Cover/4"PS/Float Tree/AFD | https://www.zoellerpumps.com/en-us/products/package-systems/qls-series | EA | 5892 |  | 53514443498 | 309 | LB | 309 | LB | LB | 12 Months | NO
33-2256 | Basin&Rail Asm/30X84/Sim/ZP/2"D@48"/Z-Rail/FG Cover/4"PS/Float Tree/AFD | Basin&Rail Asm/30X84/Sim/ZP/2"D@48"/Z-Rail/FG Cover/4"PS/Float Tree/AFD | https://www.zoellerpumps.com/en-us/products/package-systems/qls-series | EA | 4592 |  | 53514443504 | 300 | LB | 300 | LB | LB | 12 Months | NO
33-2257 | Basin&Rail Asm/30X84/Sim/ZP/2"D@48"/Z-Rail/St Ha Cover/4"PS/Float Tree/AFD | Basin&Rail Asm/30X84/Sim/ZP/2"D@48"/Z-Rail/St Ha Cover/4"PS/Float Tree/AFD | https://www.zoellerpumps.com/en-us/products/package-systems/qls-series | EA | 5542 |  | 53514443511 | 300 | LB | 300 | LB | LB | 12 Months | NO
33-2258 | Basin&Rail Asm/30X84/Sim/ZP/2"D@48"/Z-Rail/Al Ha Cover/4"PS/Float Tree/AFD | Basin&Rail Asm/30X84/Sim/ZP/2"D@48"/Z-Rail/Al Ha Cover/4"PS/Float Tree/AFD | https://www.zoellerpumps.com/en-us/products/package-systems/qls-series | EA | 5892 |  | 53514443528 | 309 | LB | 309 | LB | LB | 12 Months | NO
33-2259 | Basin&Rail Asm/30X96/Sim/ZP/2"D@36"/Z-Rail/FG Cover/4"PS/Float Tree/AFD | Basin&Rail Asm/30X96/Sim/ZP/2"D@36"/Z-Rail/FG Cover/4"PS/Float Tree/AFD | https://www.zoellerpumps.com/en-us/products/package-systems/qls-series | EA | 5915 |  | 53514443535 | 314 | LB | 314 | LB | LB | 12 Months | NO
33-2260 | Basin&Rail Asm/30X96/Sim/ZP/2"D@36"/Z-Rail/St Ha Cover/4"PS/Float Tree/AFD | Basin&Rail Asm/30X96/Sim/ZP/2"D@36"/Z-Rail/St Ha Cover/4"PS/Float Tree/AFD | https://www.zoellerpumps.com/en-us/products/package-systems/qls-series | EA | 6865 |  | 53514443542 | 374 | LB | 374 | LB | LB | 12 Months | NO
33-2261 | Basin&Rail Asm/30X96/Sim/ZP/2"D@36"/Z-Rail/Al Ha Cover/4"PS/Float Tree/AFD | Basin&Rail Asm/30X96/Sim/ZP/2"D@36"/Z-Rail/Al Ha Cover/4"PS/Float Tree/AFD | https://www.zoellerpumps.com/en-us/products/package-systems/qls-series | EA | 7215 |  | 53514443559 | 324 | LB | 324 | LB | LB | 12 Months | NO
33-2262 | Basin&Rail Asm/30X96/Sim/ZP/2"D@48"/Z-Rail/FG Cover/4"PS/Float Tree/AFD | Basin&Rail Asm/30X96/Sim/ZP/2"D@48"/Z-Rail/FG Cover/4"PS/Float Tree/AFD | https://www.zoellerpumps.com/en-us/products/package-systems/qls-series | EA | 5915 |  | 53514443566 | 314 | LB | 314 | LB | LB | 12 Months | NO
33-2263 | Basin&Rail Asm/30X96/Sim/ZP/2"D@48"/Z-Rail/St Ha Cover/4"PS/Float Tree/AFD | Basin&Rail Asm/30X96/Sim/ZP/2"D@48"/Z-Rail/St Ha Cover/4"PS/Float Tree/AFD | https://www.zoellerpumps.com/en-us/products/package-systems/qls-series | EA | 6865 |  | 53514443573 | 374 | LB | 374 | LB | LB | 12 Months | NO
33-2264 | Basin&Rail Asm/30X96/Sim/ZP/2"D@48"/Z-Rail/Al Ha Cover/4"PS/Float Tree/AFD | Basin&Rail Asm/30X96/Sim/ZP/2"D@48"/Z-Rail/Al Ha Cover/4"PS/Float Tree/AFD | https://www.zoellerpumps.com/en-us/products/package-systems/qls-series | EA | 7215 |  | 53514443580 | 324 | LB | 324 | LB | LB | 12 Months | NO
33-2265 | Basin&Rail Asm/30X108/Sim/ZP/2"D@48"/Z-Rail/FG Cover/4"PS/Float Tree/AFD | Basin&Rail Asm/30X108/Sim/ZP/2"D@48"/Z-Rail/FG Cover/4"PS/Float Tree/AFD | https://www.zoellerpumps.com/en-us/products/package-systems/qls-series | EA | 6235 |  | 53514443597 | 329 | LB | 329 | LB | LB | 12 Months | NO
33-2266 | Basin&Rail Asm/30X108/Sim/ZP/2"D@48"/Z-Rail/St Ha Cover/4"PS/Float Tree/AFD | Basin&Rail Asm/30X108/Sim/ZP/2"D@48"/Z-Rail/St Ha Cover/4"PS/Float Tree/AFD | https://www.zoellerpumps.com/en-us/products/package-systems/qls-series | EA | 7185 |  | 53514443603 | 389 | LB | 389 | LB | LB | 12 Months | NO
33-2267 | Basin&Rail Asm/30X108/Sim/ZP/2"D@48"/Z-Rail/Al Ha Cover/4"PS/Float Tree/AFD | Basin&Rail Asm/30X108/Sim/ZP/2"D@48"/Z-Rail/Al Ha Cover/4"PS/Float Tree/AFD | https://www.zoellerpumps.com/en-us/products/package-systems/qls-series | EA | 7535 |  | 53514443610 | 329 | LB | 329 | LB | LB | 12 Months | NO
33-2268 | Basin&Rail Asm/30X120/Sim/ZP/2"D@48"/Z-Rail/FG Cover/4"PS/Float Tree/AFD | Basin&Rail Asm/30X120/Sim/ZP/2"D@48"/Z-Rail/FG Cover/4"PS/Float Tree/AFD | https://www.zoellerpumps.com/en-us/products/package-systems/qls-series | EA | 6555 |  | 53514443627 | 345 | LB | 345 | LB | LB | 12 Months | NO
33-2269 | Basin&Rail Asm/30X120/Sim/ZP/2"D@48"/Z-Rail/St Ha Cover/4"PS/Float Tree/AFD | Basin&Rail Asm/30X120/Sim/ZP/2"D@48"/Z-Rail/St Ha Cover/4"PS/Float Tree/AFD | https://www.zoellerpumps.com/en-us/products/package-systems/qls-series | EA | 7505 |  | 53514443634 | 405 | LB | 405 | LB | LB | 12 Months | NO
33-2270 | Basin&Rail Asm/30X120/Sim/ZP/2"D@48"/Z-Rail/Al Ha Cover/4"PS/Float Tree/AFD | Basin&Rail Asm/30X120/Sim/ZP/2"D@48"/Z-Rail/Al Ha Cover/4"PS/Float Tree/AFD | https://www.zoellerpumps.com/en-us/products/package-systems/qls-series | EA | 7855 |  | 53514443641 | 355 | LB | 355 | LB | LB | 12 Months | NO
33-2271 | Basin&Rail Asm/36X48/Dup/ZP/2"D@19"/Z-Rail/FG Cover/4"PS/Float Tree/AFD | Basin&Rail Asm/36X48/Dup/ZP/2"D@19"/Z-Rail/FG Cover/4"PS/Float Tree/AFD | https://www.zoellerpumps.com/en-us/products/package-systems/qls-series | EA | 5750 |  | 53514443658 | 258 | LB | 258 | LB | LB | 12 Months | NO
33-2272 | Basin&Rail Asm/36X48/Dup/ZP/2"D@19"/Z-Rail/St Ha Cover/4"PS/Float Tree/AFD | Basin&Rail Asm/36X48/Dup/ZP/2"D@19"/Z-Rail/St Ha Cover/4"PS/Float Tree/AFD | https://www.zoellerpumps.com/en-us/products/package-systems/qls-series | EA | 6750 |  | 53514443665 | 325 | LB | 325 | LB | LB | 12 Months | NO
33-2273 | Basin&Rail Asm/36X48/Dup/ZP/2"D@19"/Z-Rail/Al Ha Cover/4"PS/Float Tree/AFD | Basin&Rail Asm/36X48/Dup/ZP/2"D@19"/Z-Rail/Al Ha Cover/4"PS/Float Tree/AFD | https://www.zoellerpumps.com/en-us/products/package-systems/qls-series | EA | 7550 |  | 53514443672 | 265 | LB | 265 | LB | LB | 12 Months | NO
33-2274 | Basin&Rail Asm/36X60/Dup/ZP/2"D@24"/Z-Rail/FG Cover/4"PS/Float Tree/AFD | Basin&Rail Asm/36X60/Dup/ZP/2"D@24"/Z-Rail/FG Cover/4"PS/Float Tree/AFD | https://www.zoellerpumps.com/en-us/products/package-systems/qls-series | EA | 5970 |  | 53514443689 | 272 | LB | 272 | LB | LB | 12 Months | NO
33-2275 | Basin&Rail Asm/36X60/Dup/ZP/2"D@24"/Z-Rail/St Ha Cover/4"PS/Float Tree/AFD | Basin&Rail Asm/36X60/Dup/ZP/2"D@24"/Z-Rail/St Ha Cover/4"PS/Float Tree/AFD | https://www.zoellerpumps.com/en-us/products/package-systems/qls-series | EA | 6970 |  | 53514443696 | 339 | LB | 339 | LB | LB | 12 Months | NO
33-2276 | Basin&Rail Asm/36X60/Dup/ZP/2"D@24"/Z-Rail/Al Ha Cover/4"PS/Float Tree/AFD | Basin&Rail Asm/36X60/Dup/ZP/2"D@24"/Z-Rail/Al Ha Cover/4"PS/Float Tree/AFD | https://www.zoellerpumps.com/en-us/products/package-systems/qls-series | EA | 7770 |  | 53514443702 | 279 | LB | 279 | LB | LB | 12 Months | NO
33-2277 | Basin&Rail Asm/36X72/Dup/ZP/2"D@30"/Z-Rail/FG Cover/4"PS/Float Tree/AFD | Basin&Rail Asm/36X72/Dup/ZP/2"D@30"/Z-Rail/FG Cover/4"PS/Float Tree/AFD | https://www.zoellerpumps.com/en-us/products/package-systems/qls-series | EA | 6190 |  | 53514443719 | 285 | LB | 285 | LB | LB | 12 Months | NO
33-2278 | Basin&Rail Asm/36X72/Dup/ZP/2"D@30"/Z-Rail/St Ha Cover/4"PS/Float Tree/AFD | Basin&Rail Asm/36X72/Dup/ZP/2"D@30"/Z-Rail/St Ha Cover/4"PS/Float Tree/AFD | https://www.zoellerpumps.com/en-us/products/package-systems/qls-series | EA | 7190 |  | 53514443726 | 352 | LB | 352 | LB | LB | 12 Months | NO
33-2279 | Basin&Rail Asm/36X72/Dup/ZP/2"D@30"/Z-Rail/Al Ha Cover/4"PS/Float Tree/AFD | Basin&Rail Asm/36X72/Dup/ZP/2"D@30"/Z-Rail/Al Ha Cover/4"PS/Float Tree/AFD | https://www.zoellerpumps.com/en-us/products/package-systems/qls-series | EA | 7990 |  | 53514443733 | 292 | LB | 292 | LB | LB | 12 Months | NO
33-2280 | Basin&Rail Asm/36X84/Dup/ZP/2"D@36"/Z-Rail/FG Cover/4"PS/Float Tree/AFD | Basin&Rail Asm/36X84/Dup/ZP/2"D@36"/Z-Rail/FG Cover/4"PS/Float Tree/AFD | https://www.zoellerpumps.com/en-us/products/package-systems/qls-series | EA | 6410 |  | 53514443740 | 304 | LB | 304 | LB | LB | 12 Months | NO
33-2281 | Basin&Rail Asm/36X84/Dup/ZP/2"D@36"/Z-Rail/St Ha Cover/4"PS/Float Tree/AFD | Basin&Rail Asm/36X84/Dup/ZP/2"D@36"/Z-Rail/St Ha Cover/4"PS/Float Tree/AFD | https://www.zoellerpumps.com/en-us/products/package-systems/qls-series | EA | 7410 |  | 53514443757 | 371 | LB | 371 | LB | LB | 12 Months | NO
33-2282 | Basin&Rail Asm/36X84/Dup/ZP/2"D@36"/Z-Rail/Al Ha Cover/4"PS/Float Tree/AFD | Basin&Rail Asm/36X84/Dup/ZP/2"D@36"/Z-Rail/Al Ha Cover/4"PS/Float Tree/AFD | https://www.zoellerpumps.com/en-us/products/package-systems/qls-series | EA | 8210 |  | 53514443764 | 311 | LB | 311 | LB | LB | 12 Months | NO
33-2283 | Basin&Rail Asm/36X84/Dup/ZP/2"D@48"/Z-Rail/FG Cover/4"PS/Float Tree/AFD | Basin&Rail Asm/36X84/Dup/ZP/2"D@48"/Z-Rail/FG Cover/4"PS/Float Tree/AFD | https://www.zoellerpumps.com/en-us/products/package-systems/qls-series | EA | 6410 |  | 53514443771 | 304 | LB | 304 | LB | LB | 12 Months | NO
33-2284 | Basin&Rail Asm/36X84/Dup/ZP/2"D@48"/Z-Rail/St Ha Cover/4"PS/Float Tree/AFD | Basin&Rail Asm/36X84/Dup/ZP/2"D@48"/Z-Rail/St Ha Cover/4"PS/Float Tree/AFD | https://www.zoellerpumps.com/en-us/products/package-systems/qls-series | EA | 7410 |  | 53514443788 | 371 | LB | 371 | LB | LB | 12 Months | NO
33-2285 | Basin&Rail Asm/36X84/Dup/ZP/2"D@48"/Z-Rail/Al Ha Cover/4"PS/Float Tree/AFD | Basin&Rail Asm/36X84/Dup/ZP/2"D@48"/Z-Rail/Al Ha Cover/4"PS/Float Tree/AFD | https://www.zoellerpumps.com/en-us/products/package-systems/qls-series | EA | 8210 |  | 53514443795 | 311 | LB | 311 | LB | LB | 12 Months | NO
33-2286 | Basin&Rail Asm/36X96/Dup/ZP/2"D@36"/Z-Rail/FG Cover/4"PS/Float Tree/AFD | Basin&Rail Asm/36X96/Dup/ZP/2"D@36"/Z-Rail/FG Cover/4"PS/Float Tree/AFD | https://www.zoellerpumps.com/en-us/products/package-systems/qls-series | EA | 7981 |  | 53514443801 | 332 | LB | 332 | LB | LB | 12 Months | NO
33-2287 | Basin&Rail Asm/36X96/Dup/ZP/2"D@36"/Z-Rail/St Ha Cover/4"PS/Float Tree/AFD | Basin&Rail Asm/36X96/Dup/ZP/2"D@36"/Z-Rail/St Ha Cover/4"PS/Float Tree/AFD | https://www.zoellerpumps.com/en-us/products/package-systems/qls-series | EA | 8981 |  | 53514443818 | 399 | LB | 399 | LB | LB | 12 Months | NO
33-2288 | Basin&Rail Asm/36X96/Dup/ZP/2"D@36"/Z-Rail/Al Ha Cover/4"PS/Float Tree/AFD | Basin&Rail Asm/36X96/Dup/ZP/2"D@36"/Z-Rail/Al Ha Cover/4"PS/Float Tree/AFD | https://www.zoellerpumps.com/en-us/products/package-systems/qls-series | EA | 9781 |  | 53514443825 | 339 | LB | 339 | LB | LB | 12 Months | NO
33-2289 | Basin&Rail Asm/36X96/Dup/ZP/2"D@48"/Z-Rail/FG Cover/4"PS/Float Tree/AFD | Basin&Rail Asm/36X96/Dup/ZP/2"D@48"/Z-Rail/FG Cover/4"PS/Float Tree/AFD | https://www.zoellerpumps.com/en-us/products/package-systems/qls-series | EA | 7981 |  | 53514443832 | 332 | LB | 332 | LB | LB | 12 Months | NO
33-2290 | Basin&Rail Asm/36X96/Dup/ZP/2"D@48"/Z-Rail/St Ha Cover/4"PS/Float Tree/AFD | Basin&Rail Asm/36X96/Dup/ZP/2"D@48"/Z-Rail/St Ha Cover/4"PS/Float Tree/AFD | https://www.zoellerpumps.com/en-us/products/package-systems/qls-series | EA | 8981 |  | 53514443849 | 399 | LB | 399 | LB | LB | 12 Months | NO
33-2291 | Basin&Rail Asm/36X96/Dup/ZP/2"D@48"/Z-Rail/Al Ha Cover/4"PS/Float Tree/AFD | Basin&Rail Asm/36X96/Dup/ZP/2"D@48"/Z-Rail/Al Ha Cover/4"PS/Float Tree/AFD | https://www.zoellerpumps.com/en-us/products/package-systems/qls-series | EA | 9781 |  | 53514443856 | 339 | LB | 339 | LB | LB | 12 Months | NO
33-2292 | Basin&Rail Asm/36X108/Dup/ZP/2"D@48"/Z-Rail/FG Cover/4"PS/Float Tree/AFD | Basin&Rail Asm/36X108/Dup/ZP/2"D@48"/Z-Rail/FG Cover/4"PS/Float Tree/AFD | https://www.zoellerpumps.com/en-us/products/package-systems/qls-series | EA | 8781 |  | 53514443863 | 359 | LB | 359 | LB | LB | 12 Months | NO
33-2293 | Basin&Rail Asm/36X108/Dup/ZP/2"D@48"/Z-Rail/St Ha Cover/4"PS/Float Tree/AFD | Basin&Rail Asm/36X108/Dup/ZP/2"D@48"/Z-Rail/St Ha Cover/4"PS/Float Tree/AFD | https://www.zoellerpumps.com/en-us/products/package-systems/qls-series | EA | 9781 |  | 53514443870 | 439 | LB | 439 | LB | LB | 12 Months | NO
33-2294 | Basin&Rail Asm/36X108/Dup/ZP/2"D@48"/Z-Rail/Al Ha Cover/4"PS/Float Tree/AFD | Basin&Rail Asm/36X108/Dup/ZP/2"D@48"/Z-Rail/Al Ha Cover/4"PS/Float Tree/AFD | https://www.zoellerpumps.com/en-us/products/package-systems/qls-series | EA | 10581 |  | 53514443887 | 364 | LB | 364 | LB | LB | 12 Months | NO
33-2295 | Basin&Rail Asm/36X120/Dup/ZP/2"D@48"/Z-Rail/FG Cover/4"PS/Float Tree/AFD | Basin&Rail Asm/36X120/Dup/ZP/2"D@48"/Z-Rail/FG Cover/4"PS/Float Tree/AFD | https://www.zoellerpumps.com/en-us/products/package-systems/qls-series | EA | 9581 |  | 53514443894 | 379 | LB | 379 | LB | LB | 12 Months | NO
33-2296 | Basin&Rail Asm/36X120/Dup/ZP/2"D@48"/Z-Rail/St Ha Cover/4"PS/Float Tree/AFD | Basin&Rail Asm/36X120/Dup/ZP/2"D@48"/Z-Rail/St Ha Cover/4"PS/Float Tree/AFD | https://www.zoellerpumps.com/en-us/products/package-systems/qls-series | EA | 10581 |  | 53514443900 | 459 | LB | 459 | LB | LB | 12 Months | NO
33-2297 | Basin&Rail Asm/36X120/Dup/ZP/2"D@48"/Z-Rail/Al Ha Cover/4"PS/Float Tree/AFD | Basin&Rail Asm/36X120/Dup/ZP/2"D@48"/Z-Rail/Al Ha Cover/4"PS/Float Tree/AFD | https://www.zoellerpumps.com/en-us/products/package-systems/qls-series | EA | 11381 |  | 53514443917 | 384 | LB | 384 | LB | LB | 12 Months | NO
33-2298 | Basin&Rail Asm/48X48/Dup/ZP/2"D@19"/Z-Rail/FG Cover/4"PS/Float Tree/AFD | Basin&Rail Asm/48X48/Dup/ZP/2"D@19"/Z-Rail/FG Cover/4"PS/Float Tree/AFD | https://www.zoellerpumps.com/en-us/products/package-systems/qls-series | EA | 6659 |  | 53514443924 | 479 | LB | 479 | LB | LB | 12 Months | NO
33-2299 | Basin&Rail Asm/48X48/Dup/ZP/2"D@19"/Z-Rail/St Ha Cover/4"PS/Float Tree/AFD | Basin&Rail Asm/48X48/Dup/ZP/2"D@19"/Z-Rail/St Ha Cover/4"PS/Float Tree/AFD | https://www.zoellerpumps.com/en-us/products/package-systems/qls-series | EA | 7759 |  | 53514443931 | 553 | LB | 553 | LB | LB | 12 Months | NO
33-2300 | Basin&Rail Asm/48X48/Dup/ZP/2"D@19"/Z-Rail/Al Ha Cover/4"PS/Float Tree/AFD | Basin&Rail Asm/48X48/Dup/ZP/2"D@19"/Z-Rail/Al Ha Cover/4"PS/Float Tree/AFD | https://www.zoellerpumps.com/en-us/products/package-systems/qls-series | EA | 8659 |  | 53514443948 | 489 | LB | 489 | LB | LB | 12 Months | NO
33-2301 | Basin&Rail Asm/48X60/Dup/ZP/2"D@24"/Z-Rail/FG Cover/4"PS/Float Tree/AFD | Basin&Rail Asm/48X60/Dup/ZP/2"D@24"/Z-Rail/FG Cover/4"PS/Float Tree/AFD | https://www.zoellerpumps.com/en-us/products/package-systems/qls-series | EA | 7309 |  | 53514441456 | 540 | LB | 540 | LB | LB | 12 Months | NO
33-2302 | Basin&Rail Asm/48X60/Dup/ZP/2"D@24"/Z-Rail/St Ha Cover/4"PS/Float Tree/AFD | Basin&Rail Asm/48X60/Dup/ZP/2"D@24"/Z-Rail/St Ha Cover/4"PS/Float Tree/AFD | https://www.zoellerpumps.com/en-us/products/package-systems/qls-series | EA | 8409 |  | 53514443955 | 670 | LB | 670 | LB | LB | 12 Months | NO
33-2303 | Basin&Rail Asm/48X60/Dup/ZP/2"D@24"/Z-Rail/Al Ha Cover/4"PS/Float Tree/AFD | Basin&Rail Asm/48X60/Dup/ZP/2"D@24"/Z-Rail/Al Ha Cover/4"PS/Float Tree/AFD | https://www.zoellerpumps.com/en-us/products/package-systems/qls-series | EA | 9309 |  | 53514443962 | 550 | LB | 550 | LB | LB | 12 Months | NO
33-2304 | Basin&Rail Asm/48X72/Dup/ZP/2"D@30"/Z-Rail/FG Cover/4"PS/Float Tree/AFD | Basin&Rail Asm/48X72/Dup/ZP/2"D@30"/Z-Rail/FG Cover/4"PS/Float Tree/AFD | https://www.zoellerpumps.com/en-us/products/package-systems/qls-series | EA | 7959 |  | 53514443979 | 585 | LB | 585 | LB | LB | 12 Months | NO
33-2305 | Basin&Rail Asm/48X72/Dup/ZP/2"D@30"/Z-Rail/St Ha Cover/4"PS/Float Tree/AFD | Basin&Rail Asm/48X72/Dup/ZP/2"D@30"/Z-Rail/St Ha Cover/4"PS/Float Tree/AFD | https://www.zoellerpumps.com/en-us/products/package-systems/qls-series | EA | 9059 |  | 53514443986 | 715 | LB | 715 | LB | LB | 12 Months | NO
33-2306 | Basin&Rail Asm/48X72/Dup/ZP/2"D@30"/Z-Rail/Al Ha Cover/4"PS/Float Tree/AFD | Basin&Rail Asm/48X72/Dup/ZP/2"D@30"/Z-Rail/Al Ha Cover/4"PS/Float Tree/AFD | https://www.zoellerpumps.com/en-us/products/package-systems/qls-series | EA | 9959 |  | 53514443993 | 595 | LB | 595 | LB | LB | 12 Months | NO
33-2307 | Basin&Rail Asm/48X84/Dup/ZP/2"D@36"/Z-Rail/FG Cover/4"PS/Float Tree/AFD | Basin&Rail Asm/48X84/Dup/ZP/2"D@36"/Z-Rail/FG Cover/4"PS/Float Tree/AFD | https://www.zoellerpumps.com/en-us/products/package-systems/qls-series | EA | 8609 |  | 53514444006 | 655 | LB | 655 | LB | LB | 12 Months | NO
33-2308 | Basin&Rail Asm/48X84/Dup/ZP/2"D@36"/Z-Rail/St Ha Cover/4"PS/Float Tree/AFD | Basin&Rail Asm/48X84/Dup/ZP/2"D@36"/Z-Rail/St Ha Cover/4"PS/Float Tree/AFD | https://www.zoellerpumps.com/en-us/products/package-systems/qls-series | EA | 9709 |  | 53514444013 | 785 | LB | 785 | LB | LB | 12 Months | NO
33-2309 | Basin&Rail Asm/48X84/Dup/ZP/2"D@36"/Z-Rail/Al Ha Cover/4"PS/Float Tree/AFD | Basin&Rail Asm/48X84/Dup/ZP/2"D@36"/Z-Rail/Al Ha Cover/4"PS/Float Tree/AFD | https://www.zoellerpumps.com/en-us/products/package-systems/qls-series | EA | 10609 |  | 53514444020 | 665 | LB | 665 | LB | LB | 12 Months | NO
33-2310 | Basin&Rail Asm/48X84/Dup/ZP/2"D@48"/Z-Rail/FG Cover/4"PS/Float Tree/AFD | Basin&Rail Asm/48X84/Dup/ZP/2"D@48"/Z-Rail/FG Cover/4"PS/Float Tree/AFD | https://www.zoellerpumps.com/en-us/products/package-systems/qls-series | EA | 8609 |  | 53514444037 | 655 | LB | 655 | LB | LB | 12 Months | NO
33-2311 | Basin&Rail Asm/48X84/Dup/ZP/2"D@48"/Z-Rail/St Ha Cover/4"PS/Float Tree/AFD | Basin&Rail Asm/48X84/Dup/ZP/2"D@48"/Z-Rail/St Ha Cover/4"PS/Float Tree/AFD | https://www.zoellerpumps.com/en-us/products/package-systems/qls-series | EA | 9709 |  | 53514444044 | 785 | LB | 785 | LB | LB | 12 Months | NO
33-2312 | Basin&Rail Asm/48X84/Dup/ZP/2"D@48"/Z-Rail/Al Ha Cover/4"PS/Float Tree/AFD | Basin&Rail Asm/48X84/Dup/ZP/2"D@48"/Z-Rail/Al Ha Cover/4"PS/Float Tree/AFD | https://www.zoellerpumps.com/en-us/products/package-systems/qls-series | EA | 10609 |  | 53514444051 | 665 | LB | 665 | LB | LB | 12 Months | NO
33-2313 | Basin&Rail Asm/48X96/Dup/ZP/2"D@36"/Z-Rail/FG Cover/4"PS/Float Tree/AFD | Basin&Rail Asm/48X96/Dup/ZP/2"D@36"/Z-Rail/FG Cover/4"PS/Float Tree/AFD | https://www.zoellerpumps.com/en-us/products/package-systems/qls-series | EA | 10234 |  | 53514444068 | 695 | LB | 695 | LB | LB | 12 Months | NO
33-2314 | Basin&Rail Asm/48X96/Dup/ZP/2"D@36"/Z-Rail/St Ha Cover/4"PS/Float Tree/AFD | Basin&Rail Asm/48X96/Dup/ZP/2"D@36"/Z-Rail/St Ha Cover/4"PS/Float Tree/AFD | https://www.zoellerpumps.com/en-us/products/package-systems/qls-series | EA | 11334 |  | 53514444075 | 825 | LB | 825 | LB | LB | 12 Months | NO
33-2315 | Basin&Rail Asm/48X96/Dup/ZP/2"D@36"/Z-Rail/Al Ha Cover/4"PS/Float Tree/AFD | Basin&Rail Asm/48X96/Dup/ZP/2"D@36"/Z-Rail/Al Ha Cover/4"PS/Float Tree/AFD | https://www.zoellerpumps.com/en-us/products/package-systems/qls-series | EA | 12234 |  | 53514444082 | 705 | LB | 705 | LB | LB | 12 Months | NO
33-2316 | Basin&Rail Asm/48X96/Dup/ZP/2"D@48"/Z-Rail/FG Cover/4"PS/Float Tree/AFD | Basin&Rail Asm/48X96/Dup/ZP/2"D@48"/Z-Rail/FG Cover/4"PS/Float Tree/AFD | https://www.zoellerpumps.com/en-us/products/package-systems/qls-series | EA | 10234 |  | 53514444099 | 695 | LB | 695 | LB | LB | 12 Months | NO
33-2317 | Basin&Rail Asm/48X96/Dup/ZP/2"D@48"/Z-Rail/St Ha Cover/4"PS/Float Tree/AFD | Basin&Rail Asm/48X96/Dup/ZP/2"D@48"/Z-Rail/St Ha Cover/4"PS/Float Tree/AFD | https://www.zoellerpumps.com/en-us/products/package-systems/qls-series | EA | 7759 |  | 53514444105 | 825 | LB | 825 | LB | LB | 12 Months | NO
33-2318 | Basin&Rail Asm/48X96/Dup/ZP/2"D@48"/Z-Rail/Al Ha Cover/4"PS/Float Tree/AFD | Basin&Rail Asm/48X96/Dup/ZP/2"D@48"/Z-Rail/Al Ha Cover/4"PS/Float Tree/AFD | https://www.zoellerpumps.com/en-us/products/package-systems/qls-series | EA | 12234 |  | 53514444112 | 705 | LB | 705 | LB | LB | 12 Months | NO
33-2319 | Basin&Rail Asm/48X108/Dup/ZP/2"D@48"/Z-Rail/FG Cover/4"PS/Float Tree/AFD | Basin&Rail Asm/48X108/Dup/ZP/2"D@48"/Z-Rail/FG Cover/4"PS/Float Tree/AFD | https://www.zoellerpumps.com/en-us/products/package-systems/qls-series | EA | 11184 |  | 53514444129 | 735 | LB | 735 | LB | LB | 12 Months | NO
33-2320 | Basin&Rail Asm/48X108/Dup/ZP/2"D@48"/Z-Rail/St Ha Cover/4"PS/Float Tree/AFD | Basin&Rail Asm/48X108/Dup/ZP/2"D@48"/Z-Rail/St Ha Cover/4"PS/Float Tree/AFD | https://www.zoellerpumps.com/en-us/products/package-systems/qls-series | EA | 11184 |  | 53514444136 | 865 | LB | 865 | LB | LB | 12 Months | NO
33-2321 | Basin&Rail Asm/48X108/Dup/ZP/2"D@48"/Z-Rail/Al Ha Cover/4"PS/Float Tree/AFD | Basin&Rail Asm/48X108/Dup/ZP/2"D@48"/Z-Rail/Al Ha Cover/4"PS/Float Tree/AFD | https://www.zoellerpumps.com/en-us/products/package-systems/qls-series | EA | 13184 |  | 53514444143 | 745 | LB | 745 | LB | LB | 12 Months | NO
33-2322 | Basin&Rail Asm/48X120/Dup/ZP/2"D@48"/Z-Rail/FG Cover/4"PS/Float Tree/AFD | Basin&Rail Asm/48X120/Dup/ZP/2"D@48"/Z-Rail/FG Cover/4"PS/Float Tree/AFD | https://www.zoellerpumps.com/en-us/products/package-systems/qls-series | EA | 12134 |  | 53514444150 | 775 | LB | 775 | LB | LB | 12 Months | NO
33-2323 | Basin&Rail Asm/48X120/Dup/ZP/2"D@48"/Z-Rail/St Ha Cover/4"PS/Float Tree/AFD | Basin&Rail Asm/48X120/Dup/ZP/2"D@48"/Z-Rail/St Ha Cover/4"PS/Float Tree/AFD | https://www.zoellerpumps.com/en-us/products/package-systems/qls-series | EA | 13234 |  | 53514444167 | 905 | LB | 905 | LB | LB | 12 Months | NO
33-2324 | Basin&Rail Asm/48X120/Dup/ZP/2"D@48"/Z-Rail/Al Ha Cover/4"PS/Float Tree/AFD | Basin&Rail Asm/48X120/Dup/ZP/2"D@48"/Z-Rail/Al Ha Cover/4"PS/Float Tree/AFD | https://www.zoellerpumps.com/en-us/products/package-systems/qls-series | EA | 14134 |  | 53514444174 | 785 | LB | 785 | LB | LB | 12 Months | NO
33-2325 | Basin&Rail Asm/24X72/Sim/ZP/2"D@24"/Z-Rail/FG Cover/4"PS/Flt Tree/AFD | Basin&Rail Asm/24X72/Sim/ZP/2"D@24"/Z-Rail/FG Cover/4"PS/Flt Tree/AFD | https://www.zoellerpumps.com/en-us/products/package-systems/qls-series | EA | 3925 |  | 53514444181 | 199 | LB | 199 | LB | LB | 12 Months | NO
33-2326 | Basin&Rail Asm/24X72/Sim/ZP/2"D@24"/Z-Rail/St Ha Cover/4"PS/Flt Tree/AFD | Basin&Rail Asm/24X72/Sim/ZP/2"D@24"/Z-Rail/St Ha Cover/4"PS/Flt Tree/AFD | https://www.zoellerpumps.com/en-us/products/package-systems/qls-series | EA | 4525 |  | 53514437220 | 245 | LB | 245 | LB | LB | 12 Months | NO
33-2327 | Basin&Rail Asm/24X72/Sim/ZP/2"D@24"/Z-Rail/Al Ha Cover/4"PS/Flt Tree/AFD | Basin&Rail Asm/24X72/Sim/ZP/2"D@24"/Z-Rail/Al Ha Cover/4"PS/Flt Tree/AFD | https://www.zoellerpumps.com/en-us/products/package-systems/qls-series | EA | 4925 |  | 53514444198 | 199 | LB | 199 | LB | LB | 12 Months | NO
33-2328 | Basin&Rail Asm/24X72/Sim/ZP/2"D@36"/Z-Rail/FG Cover/4"PS/Flt Tree/AFD | Basin&Rail Asm/24X72/Sim/ZP/2"D@36"/Z-Rail/FG Cover/4"PS/Flt Tree/AFD | https://www.zoellerpumps.com/en-us/products/package-systems/qls-series | EA | 3479 |  | 53514444204 | 192 | LB | 192 | LB | LB | 12 Months | NO
33-2329 | Basin&Rail Asm/24X72/Sim/ZP/2"D@36"/Z-Rail/St Ha Cover/4"PS/Flt Tree/AFD | Basin&Rail Asm/24X72/Sim/ZP/2"D@36"/Z-Rail/St Ha Cover/4"PS/Flt Tree/AFD | https://www.zoellerpumps.com/en-us/products/package-systems/qls-series | EA | 4525 |  | 53514444211 | 245 | LB | 245 | LB | LB | 12 Months | NO
33-2330 | Basin&Rail Asm/24X72/Sim/ZP/2"D@36"/Z-Rail/Al Ha Cover/4"PS/Flt Tree/AFD | Basin&Rail Asm/24X72/Sim/ZP/2"D@36"/Z-Rail/Al Ha Cover/4"PS/Flt Tree/AFD | https://www.zoellerpumps.com/en-us/products/package-systems/qls-series | EA | 6025 |  | 53514444228 | 199 | LB | 199 | LB | LB | 12 Months | NO
33-2331 | Basin&Rail Asm/24X84/Sim/ZP/2"D@24"/Z-Rail/FG Cover/4"PS/Flt Tree/AFD | Basin&Rail Asm/24X84/Sim/ZP/2"D@24"/Z-Rail/FG Cover/4"PS/Flt Tree/AFD | https://www.zoellerpumps.com/en-us/products/package-systems/qls-series | EA | 4035 |  | 53514444235 | 213 | LB | 213 | LB | LB | 12 Months | NO
33-2332 | Basin&Rail Asm/24X84/Sim/ZP/2"D@24"/Z-Rail/St Ha Cover/4"PS/Flt Tree/AFD | Basin&Rail Asm/24X84/Sim/ZP/2"D@24"/Z-Rail/St Ha Cover/4"PS/Flt Tree/AFD | https://www.zoellerpumps.com/en-us/products/package-systems/qls-series | EA | 4635 |  | 53514444242 | 258 | LB | 258 | LB | LB | 12 Months | NO
33-2333 | Basin&Rail Asm/24X84/Sim/ZP/2"D@24"/Z-Rail/Al Ha Cover/4"PS/Flt Tree/AFD | Basin&Rail Asm/24X84/Sim/ZP/2"D@24"/Z-Rail/Al Ha Cover/4"PS/Flt Tree/AFD | https://www.zoellerpumps.com/en-us/products/package-systems/qls-series | EA | 5035 |  | 53514444259 | 220 | LB | 220 | LB | LB | 12 Months | NO
33-2334 | Basin&Rail Asm/30X72/Sim/ZP/2"D@24"/Z-Rail/FG Cover/4"PS/Float Tree/AFD | Basin&Rail Asm/30X72/Sim/ZP/2"D@24"/Z-Rail/FG Cover/4"PS/Float Tree/AFD | https://www.zoellerpumps.com/en-us/products/package-systems/qls-series | EA | 4412 |  | 53514444266 | 243 | LB | 243 | LB | LB | 12 Months | NO
33-2335 | Basin&Rail Asm/30X72/Sim/ZP/2"D@24"/Z-Rail/St Ha Cover/4"PS/Float Tree/AFD | Basin&Rail Asm/30X72/Sim/ZP/2"D@24"/Z-Rail/St Ha Cover/4"PS/Float Tree/AFD | https://www.zoellerpumps.com/en-us/products/package-systems/qls-series | EA | 5362 |  | 53514444273 | 303 | LB | 303 | LB | LB | 12 Months | NO
33-2336 | Basin&Rail Asm/30X72/Sim/ZP/2"D@24"/Z-Rail/Al Ha Cover/4"PS/Float Tree/AFD | Basin&Rail Asm/30X72/Sim/ZP/2"D@24"/Z-Rail/Al Ha Cover/4"PS/Float Tree/AFD | https://www.zoellerpumps.com/en-us/products/package-systems/qls-series | EA | 5712 |  | 53514444280 | 253 | LB | 253 | LB | LB | 12 Months | NO
33-2337 | Basin&Rail Asm/30X72/Sim/ZP/2"D@36"/Z-Rail/FG Cover/4"PS/Float Tree/AFD | Basin&Rail Asm/30X72/Sim/ZP/2"D@36"/Z-Rail/FG Cover/4"PS/Float Tree/AFD | https://www.zoellerpumps.com/en-us/products/package-systems/qls-series | EA | 4412 |  | 53514444297 | 243 | LB | 243 | LB | LB | 12 Months | NO
33-2338 | Basin&Rail Asm/30X72/Sim/ZP/2"D@36"/Z-Rail/St Ha Cover/4"PS/Float Tree/AFD | Basin&Rail Asm/30X72/Sim/ZP/2"D@36"/Z-Rail/St Ha Cover/4"PS/Float Tree/AFD | https://www.zoellerpumps.com/en-us/products/package-systems/qls-series | EA | 5362 |  | 53514444303 | 303 | LB | 303 | LB | LB | 12 Months | NO
33-2339 | Basin&Rail Asm/30X72/Sim/ZP/2"D@36"/Z-Rail/Al Ha Cover/4"PS/Float Tree/AFD | Basin&Rail Asm/30X72/Sim/ZP/2"D@36"/Z-Rail/Al Ha Cover/4"PS/Float Tree/AFD | https://www.zoellerpumps.com/en-us/products/package-systems/qls-series | EA | 5712 |  | 53514444310 | 253 | LB | 253 | LB | LB | 12 Months | NO
33-2340 | Basin&Rail Asm/30X84/Sim/ZP/2"D@24"/Z-Rail/FG Cover/4"PS/Float Tree/AFD | Basin&Rail Asm/30X84/Sim/ZP/2"D@24"/Z-Rail/FG Cover/4"PS/Float Tree/AFD | https://www.zoellerpumps.com/en-us/products/package-systems/qls-series | EA | 4592 |  | 53514444327 | 300 | LB | 300 | LB | LB | 12 Months | NO
33-2341 | Basin&Rail Asm/30X84/Sim/ZP/2"D@24"/Z-Rail/St Ha Cover/4"PS/Float Tree/AFD | Basin&Rail Asm/30X84/Sim/ZP/2"D@24"/Z-Rail/St Ha Cover/4"PS/Float Tree/AFD | https://www.zoellerpumps.com/en-us/products/package-systems/qls-series | EA | 5542 |  | 53514444334 | 359 | LB | 359 | LB | LB | 12 Months | NO
33-2342 | Basin&Rail Asm/30X84/Sim/ZP/2"D@24"/Z-Rail/Al Ha Cover/4"PS/Float Tree/AFD | Basin&Rail Asm/30X84/Sim/ZP/2"D@24"/Z-Rail/Al Ha Cover/4"PS/Float Tree/AFD | https://www.zoellerpumps.com/en-us/products/package-systems/qls-series | EA | 5892 |  | 53514444341 | 309 | LB | 309 | LB | LB | 12 Months | NO
33-2343 | Basin&Rail Asm/36X72/Dup/ZP/2"D@24"/Z-Rail/FG Cover/4"PS/Float Tree/AFD | Basin&Rail Asm/36X72/Dup/ZP/2"D@24"/Z-Rail/FG Cover/4"PS/Float Tree/AFD | https://www.zoellerpumps.com/en-us/products/package-systems/qls-series | EA | 6190 |  | 53514443092 | 285 | LB | 285 | LB | LB | 12 Months | NO
33-2344 | Basin&Rail Asm/36X72/Dup/ZP/2"D@24"/Z-Rail/St Ha Cover/4"PS/Float Tree/AFD | Basin&Rail Asm/36X72/Dup/ZP/2"D@24"/Z-Rail/St Ha Cover/4"PS/Float Tree/AFD | https://www.zoellerpumps.com/en-us/products/package-systems/qls-series | EA | 7190 |  | 53514444358 | 352 | LB | 352 | LB | LB | 12 Months | NO
33-2345 | Basin&Rail Asm/36X72/Dup/ZP/2"D@24"/Z-Rail/Al Ha Cover/4"PS/Float Tree/AFD | Basin&Rail Asm/36X72/Dup/ZP/2"D@24"/Z-Rail/Al Ha Cover/4"PS/Float Tree/AFD | https://www.zoellerpumps.com/en-us/products/package-systems/qls-series | EA | 7990 |  | 53514444365 | 292 | LB | 292 | LB | LB | 12 Months | NO
33-2346 | Basin&Rail Asm/36X72/Dup/ZP/2"D@36"/Z-Rail/FG Cover/4"PS/Float Tree/AFD | Basin&Rail Asm/36X72/Dup/ZP/2"D@36"/Z-Rail/FG Cover/4"PS/Float Tree/AFD | https://www.zoellerpumps.com/en-us/products/package-systems/qls-series | EA | 6190 |  | 53514444372 | 285 | LB | 285 | LB | LB | 12 Months | NO
33-2347 | Basin&Rail Asm/36X72/Dup/ZP/2"D@36"/Z-Rail/St Ha Cover/4"PS/Float Tree/AFD | Basin&Rail Asm/36X72/Dup/ZP/2"D@36"/Z-Rail/St Ha Cover/4"PS/Float Tree/AFD | https://www.zoellerpumps.com/en-us/products/package-systems/qls-series | EA | 7190 |  | 53514444389 | 352 | LB | 352 | LB | LB | 12 Months | NO
33-2348 | Basin&Rail Asm/36X72/Dup/ZP/2"D@36"/Z-Rail/Al Ha Cover/4"PS/Float Tree/AFD | Basin&Rail Asm/36X72/Dup/ZP/2"D@36"/Z-Rail/Al Ha Cover/4"PS/Float Tree/AFD | https://www.zoellerpumps.com/en-us/products/package-systems/qls-series | EA | 7990 |  | 53514444396 | 292 | LB | 292 | LB | LB | 12 Months | NO
33-2349 | Basin&Rail Asm/36X84/Dup/ZP/2"D@24"/Z-Rail/FG Cover/4"PS/Float Tree/AFD | Basin&Rail Asm/36X84/Dup/ZP/2"D@24"/Z-Rail/FG Cover/4"PS/Float Tree/AFD | https://www.zoellerpumps.com/en-us/products/package-systems/qls-series | EA | 6410 |  | 53514444402 | 304 | LB | 304 | LB | LB | 12 Months | NO
33-2350 | Basin&Rail Asm/36X84/Dup/ZP/2"D@24"/Z-Rail/St Ha Cover/4"PS/Float Tree/AFD | Basin&Rail Asm/36X84/Dup/ZP/2"D@24"/Z-Rail/St Ha Cover/4"PS/Float Tree/AFD | https://www.zoellerpumps.com/en-us/products/package-systems/qls-series | EA | 7410 |  | 53514444419 | 371 | LB | 371 | LB | LB | 12 Months | NO
33-2351 | Basin&Rail Asm/36X84/Dup/ZP/2"D@24"/Z-Rail/Al Ha Cover/4"PS/Float Tree/AFD | Basin&Rail Asm/36X84/Dup/ZP/2"D@24"/Z-Rail/Al Ha Cover/4"PS/Float Tree/AFD | https://www.zoellerpumps.com/en-us/products/package-systems/qls-series | EA | 8210 |  | 53514444426 | 311 | LB | 311 | LB | LB | 12 Months | NO
33-2352 | Basin&Rail Asm/48X72/Dup/ZP/2"D@24"/Z-Rail/FG Cover/4"PS/Float Tree/AFD | Basin&Rail Asm/48X72/Dup/ZP/2"D@24"/Z-Rail/FG Cover/4"PS/Float Tree/AFD | https://www.zoellerpumps.com/en-us/products/package-systems/qls-series | EA | 7959 |  | 53514444433 | 585 | LB | 585 | LB | LB | 12 Months | NO
33-2353 | Basin&Rail Asm/48X72/Dup/ZP/2"D@24"/Z-Rail/St Ha Cover/4"PS/Float Tree/AFD | Basin&Rail Asm/48X72/Dup/ZP/2"D@24"/Z-Rail/St Ha Cover/4"PS/Float Tree/AFD | https://www.zoellerpumps.com/en-us/products/package-systems/qls-series | EA | 9059 |  | 53514444440 | 715 | LB | 715 | LB | LB | 12 Months | NO
33-2354 | Basin&Rail Asm/48X72/Dup/ZP/2"D@24"/Z-Rail/Al Ha Cover/4"PS/Float Tree/AFD | Basin&Rail Asm/48X72/Dup/ZP/2"D@24"/Z-Rail/Al Ha Cover/4"PS/Float Tree/AFD | https://www.zoellerpumps.com/en-us/products/package-systems/qls-series | EA | 9959 |  | 53514444457 | 595 | LB | 595 | LB | LB | 12 Months | NO
33-2355 | Basin&Rail Asm/48X72/Dup/ZP/2"D@36"/Z-Rail/FG Cover/4"PS/Float Tree/AFD | Basin&Rail Asm/48X72/Dup/ZP/2"D@36"/Z-Rail/FG Cover/4"PS/Float Tree/AFD | https://www.zoellerpumps.com/en-us/products/package-systems/qls-series | EA | 7959 |  | 53514444464 | 585 | LB | 585 | LB | LB | 12 Months | NO
33-2356 | Basin&Rail Asm/48X72/Dup/ZP/2"D@36"/Z-Rail/St Ha Cover/4"PS/Float Tree/AFD | Basin&Rail Asm/48X72/Dup/ZP/2"D@36"/Z-Rail/St Ha Cover/4"PS/Float Tree/AFD | https://www.zoellerpumps.com/en-us/products/package-systems/qls-series | EA | 9059 |  | 53514444471 | 715 | LB | 715 | LB | LB | 12 Months | NO
33-2357 | Basin&Rail Asm/48X72/Dup/ZP/2"D@36"/Z-Rail/Al Ha Cover/4"PS/Float Tree/AFD | Basin&Rail Asm/48X72/Dup/ZP/2"D@36"/Z-Rail/Al Ha Cover/4"PS/Float Tree/AFD | https://www.zoellerpumps.com/en-us/products/package-systems/qls-series | EA | 9959 |  | 53514444488 | 595 | LB | 595 | LB | LB | 12 Months | NO
33-2358 | Basin&Rail Asm/48X84/Dup/ZP/2"D@24"/Z-Rail/FG Cover/4"PS/Float Tree/AFD | Basin&Rail Asm/48X84/Dup/ZP/2"D@24"/Z-Rail/FG Cover/4"PS/Float Tree/AFD | https://www.zoellerpumps.com/en-us/products/package-systems/qls-series | EA | 8609 |  | 53514444495 | 655 | LB | 655 | LB | LB | 12 Months | NO
33-2359 | Basin&Rail Asm/48X84/Dup/ZP/2"D@24"/Z-Rail/St Ha Cover/4"PS/Float Tree/AFD | Basin&Rail Asm/48X84/Dup/ZP/2"D@24"/Z-Rail/St Ha Cover/4"PS/Float Tree/AFD | https://www.zoellerpumps.com/en-us/products/package-systems/qls-series | EA | 9709 |  | 53514444501 | 785 | LB | 785 | LB | LB | 12 Months | NO
33-2360 | Basin&Rail Asm/48X84/Dup/ZP/2"D@24"/Z-Rail/Al Ha Cover/4"PS/Float Tree/AFD | Basin&Rail Asm/48X84/Dup/ZP/2"D@24"/Z-Rail/Al Ha Cover/4"PS/Float Tree/AFD | https://www.zoellerpumps.com/en-us/products/package-systems/qls-series | EA | 10609 |  | 53514444518 | 665 | LB | 665 | LB | LB | 12 Months | NO
333-0006 | NE333 115/230V/1Ph/2Hp/Field Wired/Dual Volt | NE333 115/230V/1Ph/2Hp/Field Wired/Dual Volt | https://www.zoellerpumps.com/en-us/products/potable-water/lawn-sprinkler | EA | 1449 |  | 53514140038 | 77 | LB | 11.5 | 14.8 | 24.3 | 12 Months | NO
33-3643 | Basin&Rail Asm/30X72/Sim/1.25"D@27"/SS Z-Rail/PC/FG Cover/Green/AFD |  |  | EA | 4255 |  | 53514461270 | 50 | LB | 72 | 34 | 34 | 12 Months | NO
33-3646 | Basin&Rail Asm/30X72/Sim/1.25"D@27"/SS Z-Rail/PC/FG Cover/AFD |  |  | EA | 3954 |  | 53514461164 | 50 | LB | 72 | 34 | 34 | 12 Months | NO
33-3647 | Basin&Rail Asm/30X72/Sim/1.25"D@27"/SS Z-Rail/PC/RWD/FG Cover/WW/DW/AFD |  |  | EA | 4381 |  | 53514461171 | 50 | LB | 72 | 34 | 34 | 12 Months | NO
33-3701 | Basin&Rail Asm/30X72/Sim/1.25"D@38"/SS Z-Rail/FG Cover/Green/AFD |  |  | EA | 4225 |  | 53514464349 | 50 | LB | 72 | 34 | 34 | 12 Months | NO
33-3702 | Basin&Rail Asm/30X72/Sim/1.25"D@27"/SS Z-Rail/FG Cover/Green/AFD |  |  | EA | 4182 |  | 53514464356 | 50 | LB | 72 | 34 | 34 | 12 Months | NO
3361-0001 | M3161 3F/115V/1Ph/HT/(3161-0001) | M3161 3F/115V/1Ph/HT/(3161-0001) | https://www.zoellerpumps.com/en-us/products/high-temperature/3000-series | EA | 2455 |  | 53514138257 | 94 | LB | 21.25 | 11.75 | 14.75 | 12 Months | NO
3361-0002 | N3161 3F/115V/1Ph/HT (3161-0002) | N3161 3F/115V/1Ph/HT (3161-0002) | https://www.zoellerpumps.com/en-us/products/high-temperature/3000-series | EA | 2205 |  | 53514086220 | 94 | LB | 21.25 | 11.75 | 14.75 | 12 Months | NO
3361-0003 | D3161 3F/230V/1Ph/HT (3161-0003) | D3161 3F/230V/1Ph/HT (3161-0003) | https://www.zoellerpumps.com/en-us/products/high-temperature/3000-series | EA | 2667 |  | 53514092948 | 94 | LB | 21.25 | 11.75 | 14.75 | 12 Months | NO
3361-0005 | E3161 3F/230V/1P/12'Cond/HT/(3161-0012) | E3161 3F/230V/1P/12'Cond/HT/(3161-0012) | https://www.zoellerpumps.com/en-us/products/high-temperature/3000-series | EA | 2616 |  | 53514162344 | 88 | LB | 21.25 | 11.75 | 14.75 | 12 Months | NO
3361-0006 | D3161 3F/230V/1Ph/HT/7' Cond(3161-0014) | D3161 3F/230V/1Ph/HT/7' Cond(3161-0014) | https://www.zoellerpumps.com/en-us/products/high-temperature/3000-series | EA | 2807 |  | 53514175580 | 91 | LB |  |  |  | 12 Months | NO
3361-0007 | N3161 3F/115V/1Ph/10'Cond/HT/(3161-0023) | N3161 3F/115V/1Ph/10'Cond/HT/(3161-0023) | https://www.zoellerpumps.com/en-us/products/high-temperature/3000-series | EA | 2345 |  | 53514263966 | 89 | LB | 21.25 | 11.75 | 14.75 | 12 Months | NO
3361-0008 | D3161 3F/25'Cd/230V/1Ph/HT (3161-0016) | D3161 3F/25'Cd/230V/1Ph/HT (3161-0016) | https://www.zoellerpumps.com/en-us/products/high-temperature/3000-series | EA | 2767 |  | 53514298531 | 95 | LB | 21.25 | 11.75 | 14.75 | 12 Months | NO
3363-0001 | M3163 3F/115V/1Ph/HT/(3163-0001) | M3163 3F/115V/1Ph/HT/(3163-0001) | https://www.zoellerpumps.com/en-us/products/high-temperature/3000-series | EA | 2455 |  | 53514097349 | 93 | LB | 21.25 | 11.75 | 14.75 | 12 Months | NO
3363-0004 | E3163 3F/230V/1Ph/HT (3163-0004) | E3163 3F/230V/1Ph/HT (3163-0004) | https://www.zoellerpumps.com/en-us/products/high-temperature/3000-series | EA | 2406 |  | 53514262754 | 92 | LB | 21.25 | 11.75 | 14.75 | 12 Months | NO
3382-0001 | M3282 3F/115V/1Ph/HT | M3282 3F/115V/1Ph/HT | https://www.zoellerpumps.com/en-us/products/high-temperature/3000-series | EA | 2030 |  | 53514022181 | 90 | LB | 21.25 | 11.75 | 14.75 | 12 Months | NO
3382-0002 | N3282 3F/115V/1Ph/HT | N3282 3F/115V/1Ph/HT | https://www.zoellerpumps.com/en-us/products/high-temperature/3000-series | EA | 1901 |  | 53514022198 | 86 | LB | 21.25 | 11.75 | 14.75 | 12 Months | NO
3382-0003 | D3282 3F/230V/1Ph/HT | D3282 3F/230V/1Ph/HT | https://www.zoellerpumps.com/en-us/products/high-temperature/3000-series | EA | 2101 |  | 53514022204 | 90 | LB | 21.25 | 11.75 | 14.75 | 12 Months | NO
3382-0004 | E3282 3F/230V/1Ph/HT | E3282 3F/230V/1Ph/HT | https://www.zoellerpumps.com/en-us/products/high-temperature/3000-series | EA | 2021 |  | 53514022211 | 86 | LB | 21.25 | 11.75 | 14.75 | 12 Months | NO
3382-0005 | N3282 3F/115V/1Ph/HT/9'Cond | N3282 3F/115V/1Ph/HT/9'Cond | https://www.zoellerpumps.com/en-us/products/high-temperature/3000-series | EA | 2006 |  | 53514054311 | 88 | LB | 21.25 | 11.75 | 14.75 | 12 Months | NO
3382-0006 | D3282 3F/230V/1Ph/8"Cond/HT | D3282 3F/230V/1Ph/8"Cond/HT | https://www.zoellerpumps.com/en-us/products/high-temperature/3000-series | EA | 2276 |  | 53514192068 | 93 | LB |  |  |  | 12 Months | NO
350-0009 | Sys,.5 Hp Booster/Pump | Sys,.5 Hp Booster/Pump | https://www.zoellerpumps.com/en-us/products/potable-water/booster-pump | EA | 813 |  | 53514455019 | 55 | LB | 24.5 | 13 | 24.5 | 12 Months | NO
35-0006 | Basin&Access/F-24X48/Sim/810/815 | Basin&Access/F-24X48/Sim/810/815 | https://www.zoellerpumps.com/en-us/products/package-systems/basins | EA | 2905 |  | 53514192211 | 111 | LB | 54 | 40 | 48 | 12 Months | NO
35-0007 | Basin&Access/F-24X60/Sim/810/815 | Basin&Access/F-24X60/Sim/810/815 | https://www.zoellerpumps.com/en-us/products/package-systems/basins | EA | 3134 |  | 53514192228 | 120 | LB | 66 | 40 | 48 | 12 Months | NO
35-0008 | Basin&Access/F-24X72/Sim/810/815 | Basin&Access/F-24X72/Sim/810/815 | https://www.zoellerpumps.com/en-us/products/package-systems/basins | EA | 3172 |  | 53514192235 | 130 | LB | 78 | 40 | 48 | 12 Months | NO
35-0112 | Basin&Access/P-30X72/Sim/1.25"D@24"/Flexhose/PC/FG Cover/Green/AFD |  | 0 | EA | 3649 |  | 53514461263 | 205 | LB | 205 | LB | LB | 12 Months | NO
355-0005 | Sys,1 Hp Booster/Pump | Sys,1 Hp Booster/Pump | https://www.zoellerpumps.com/en-us/products/potable-water/booster-pump | EA | 1241 |  | 53514455026 | 55 | LB | 24.5 | 13 | 24.5 | 12 Months | NO
361-0001 | M161 3F/115V/1Ph/cCSAus/(161-0001) | M161 3F/115V/1Ph/cCSAus/UL/(161-0001) | https://www.zoellerpumps.com/en-us/products/sump-effluent-pumps/commercial/160-series | EA | 1605 |  | 53514022228 | 86 | LB | 21.25 | 11.75 | 14.75 | 12 Months | YES
361-0002 | N161 3F/115V/1Ph/CSA/(161-0002) | N161 3F/115V/1Ph/CSA/(161-0002) | https://www.zoellerpumps.com/en-us/products/sump-effluent-pumps/commercial/160-series | EA | 1455 |  | 53514022235 | 85 | LB | 21.25 | 11.75 | 14.75 | 12 Months | YES
361-0003 | D161 3F/230V/1Ph/cCSAus/(161-0003) | D161 3F/230V/1Ph/cCSAus/UL/(161-0003) | https://www.zoellerpumps.com/en-us/products/sump-effluent-pumps/commercial/160-series | EA | 1681 |  | 53514022242 | 86 | LB | 21.25 | 11.75 | 14.75 | 36 Months | YES
361-0004 | E161 3F/230V/1Ph/cCSAus/(161-0004) | E161 3F/230V/1Ph/cCSAus/UL/(161-0004) | https://www.zoellerpumps.com/en-us/products/sump-effluent-pumps/commercial/160-series | EA | 1533 |  | 53514022259 | 85 | LB | 21.25 | 11.75 | 14.75 | 12 Months | YES
361-0005 | J161 3F/200-208V/3Ph/cCSAus/(161-0012) | J161 3F/200-208V/3Ph/cCSAus/UL/(161-0012) | https://www.zoellerpumps.com/en-us/products/sump-effluent-pumps/commercial/160-series | EA | 1653 |  | 53514032029 | 85 | LB | 21.25 | 11.75 | 14.75 | 12 Months | YES
361-0006 | E161 3F/230V/1Ph/cCSAus/(161-0021) | E161 3F/230V/1Ph/cCSAus/(161-0021) | https://www.zoellerpumps.com/en-us/products/sump-effluent-pumps/commercial/160-series | EA | 1533 |  | 53514045111 | 85 | LB | 21.25 | 11.75 | 14.75 | 12 Months | YES
361-0007 | I161 3F/200-208V/1Ph/cCSAus/(161-0005) | I161 3F/200-208V/1Ph/cCSAus/(161-0005) | https://www.zoellerpumps.com/en-us/products/sump-effluent-pumps/commercial/160-series | EA | 1578 |  | 53514036201 | 85 | LB | 21.25 | 11.75 | 14.75 | 12 Months | YES
361-0008 | G161 3F/460V/3Ph/cCSAus/(161-0007) | G161 3F/460V/3Ph/cCSAus/UL/(161-0007) | https://www.zoellerpumps.com/en-us/products/sump-effluent-pumps/commercial/160-series | EA | 1653 |  | 53514036966 | 85 | LB | 21.25 | 11.75 | 14.75 | 12 Months | YES
361-0009 | H161 3F/200-208V/1Ph/cCSAus/(161-0010) | H161 3F/200-208V/1Ph/cCSAus/(161-0010) | https://www.zoellerpumps.com/en-us/products/sump-effluent-pumps/commercial/160-series | EA | 1726 |  | 53514038328 | 86 | LB | 21.25 | 11.75 | 14.75 | 12 Months | YES
361-0010 | BN161 3F/115V/1Ph/Pb20'/CSA/(161-0002) | BN161 3F/115V/1Ph/Pb20'/CSA/(161-0002) | https://www.zoellerpumps.com/en-us/products/sump-effluent-pumps/commercial/160-series | EA | 1640 |  | 53514044268 | 88 | LB | 21.25 | 11.75 | 14.75 | 12 Months | YES
361-0011 | E161 3F/50'Cd/230V/1Ph/cCSAus/(161-0038) | E161 3F/50'Cd/230V/1Ph/cCSAus/UL/(161-0038) | https://www.zoellerpumps.com/en-us/products/sump-effluent-pumps/commercial/160-series | EA | 1683 |  | 53514138943 | 87 | LB | 21.25 | 11.75 | 14.75 | 12 Months | YES
361-0012 | M161 3F/50'Cd/115V/1Ph/cCSAus/(161-0009) | M161 3F/50'Cd/115V/1Ph/cCSAus/UL/(161-0009) | https://www.zoellerpumps.com/en-us/products/sump-effluent-pumps/commercial/160-series | EA | 1755 |  | 53514156947 | 87 | LB | 21.25 | 11.75 | 14.75 | 12 Months | YES
361-0013 | M161 3F/35'Cd/115V/1Ph/cCSAus/(161-0017) | M161 3F/35'Cd/115V/1Ph/cCSAus/UL/(161-0017) | https://www.zoellerpumps.com/en-us/products/sump-effluent-pumps/commercial/160-series | EA | 1720 |  | 53514158002 | 85 | LB | 21.25 | 11.75 | 14.75 | 12 Months | YES
361-0014 | F161 3F/230V/3Ph/cCSAus/(161-0011) | F161 3F/230V/3Ph/cCSAus/UL/(161-0011) | https://www.zoellerpumps.com/en-us/products/sump-effluent-pumps/commercial/160-series | EA | 1653 |  | 53514173296 | 85 | LB | 21.25 | 11.75 | 14.75 | 12 Months | YES
361-0015 | EX161 3F/230V/1Ph/Ex Pr/(161-0044) | EX161 3F/230V/1Ph/Ex Pr/FM/CSA/(161-0044) | https://www.zoellerpumps.com/en-us/products/sump-effluent-pumps/commercial/160-series | EA | 3057 |  | 53514198053 | 119 | LB | 32 | 12 | 15 | 12 Months | NO
361-0016 | IX161 3F/200-208V/1Ph/Ex Pr/(161-0043) | IX161 3F/200-208V/1Ph/Ex Pr/FM/CSA/(161-0043) | https://www.zoellerpumps.com/en-us/products/sump-effluent-pumps/commercial/160-series | EA | 3102 |  | 53514198107 | 119 | LB | 32 | 12 | 15 | 12 Months | NO
361-0017 | E161 3F/25'Cd/230V/1Ph/cCSAus/(161-0049) | E161 3F/25'Cd/230V/1Ph/cCSAus/UL/(161-0049) | https://www.zoellerpumps.com/en-us/products/sump-effluent-pumps/commercial/160-series | EA | 1638 |  | 53514206758 | 89 | LB | 21.25 | 11.75 | 14.75 | 12 Months | YES
361-0018 | J161 3F/50'Cd/200-208V/3Ph/cCSAus/(161-0057) | J161 3F/50'Cd/200-208V/3Ph/cCSAus/UL/(161-0057) | https://www.zoellerpumps.com/en-us/products/sump-effluent-pumps/commercial/160-series | EA | 1803 |  | 53514253653 | 85 | LB | 21.25 | 11.75 | 14.75 | 12 Months | YES
361-0020 | NX161 3F/115V/1Ph/Ex Pr/(161-0042) | NX161 3F/115V/1Ph/Ex Pr/FM/CSA/(161-0042) | https://www.zoellerpumps.com/en-us/products/sump-effluent-pumps/commercial/160-series | EA | 3084 |  | 53514267599 | 119 | LB | 32 | 12 | 15 | 12 Months | NO
361-0021 | G161 3F/50'Cd/460V/3Ph/cCSAus/(161-0054) | G161 3F/50'Cd/460V/3Ph/cCSAus/UL/(161-0054) | https://www.zoellerpumps.com/en-us/products/sump-effluent-pumps/commercial/160-series | EA | 1803 |  | 53514312213 | 92 | LB | 21.25 | 11.75 | 14.75 | 12 Months | YES
361-0022 | M161 3F/25'Cd/115V/1Ph/cCSAus/(161-0006) | M161 3F/25'Cd/115V/1Ph/cCSAus/UL/(161-0006) | https://www.zoellerpumps.com/en-us/products/sump-effluent-pumps/commercial/160-series | EA | 1710 |  | 53514317874 | 88 | LB | 21.25 | 11.75 | 14.75 | 12 Months | YES
361-0023 | N161 3F/35'Cd/115V/1Ph/CSA/(161-0016) | N161 3F/35'Cd/115V/1Ph/CSA/(161-0016) | https://www.zoellerpumps.com/en-us/products/sump-effluent-pumps/commercial/160-series | EA | 1570 |  | 53514319809 | 85 | LB | 21.25 | 11.75 | 14.75 | 12 Months | YES
361-0024 | F161 3F/50'Cd/230V/3Ph/cCSAus/(161-0101) | F161 3F/50'Cd/230V/3Ph/cCSAus/UL/(161-0101) | https://www.zoellerpumps.com/en-us/products/sump-effluent-pumps/commercial/160-series | EA | 1853 |  | 53514340605 | 88 | LB | 21.25 | 11.75 | 14.75 | 12 Months | YES
361-0025 | NX161 3F/25'Cd/115V/1Ph/Ex Pr/(161-0064) | NX161 3F/25'Cd/115V/1Ph/Ex Pr/FM/CSA/(161-0064) | https://www.zoellerpumps.com/en-us/products/sump-effluent-pumps/commercial/160-series | EA | 3189 |  | 53514359485 | 120 | LB | 32 | 12 | 15 | 12 Months | NO
361-0026 | N161 3F/25'Cd/115V/1Ph/CSA/(161-0016) | N161 3F/25'Cd/115V/1Ph/CSA/(161-0016) | https://www.zoellerpumps.com/en-us/products/sump-effluent-pumps/commercial/160-series | EA | 1560 |  | 53514359492 | 85 | LB | 21.25 | 11.75 | 14.75 | 12 Months | YES
361-0027 | EX161 3F/50'Cd/230V/1Ph/Ex Pr/(161-0055) | EX161 3F/50'Cd/230V/1Ph/Ex Pr/FM/CSA/(161-0055) | https://www.zoellerpumps.com/en-us/products/sump-effluent-pumps/commercial/160-series | EA | 3207 |  | 53514362270 | 123 | LB | 32 | 12 | 15 | 12 Months | NO
361-0028 | JX161 50'Cd/3F/200-208V/3Ph/Ex Pr/(161-0074) | JX161 50'Cd/3F/200-208V/3Ph/Ex Pr/FM/CSA/(161-0074) | https://www.zoellerpumps.com/en-us/products/sump-effluent-pumps/commercial/160-series | EA | 3327 |  | 53514362416 | 119 | LB | 32 | 12 | 15 | 12 Months | NO
361-0029 | I161 3F/35'Cd/200-208V/1Ph/cCSAus/(161-0036) | I161 3F/35'Cd/200-208V/1Ph/cCSAus/(161-0036) | https://www.zoellerpumps.com/en-us/products/sump-effluent-pumps/commercial/160-series | EA | 1693 |  | 53514386542 | 85 | LB | 21.25 | 11.75 | 14.75 | 12 Months | YES
361-0030 | FX161 50'Cd/3F/230V/3Ph/Ex Pr/(161-0110) | FX161 50'Cd/3F/230V/3Ph/Ex Pr/FM/CSA/(161-0110) | https://www.zoellerpumps.com/en-us/products/sump-effluent-pumps/commercial/160-series | EA | 3327 |  | 53514393892 | 119 | LB | 32 | 12 | 15 | 12 Months | NO
361-0031 | MX161 3F/115V/1Ph/Ex Pr/(161-0071) | MX161 3F/115V/1Ph/Ex Pr/FM/CSA/(161-0071) | https://www.zoellerpumps.com/en-us/products/sump-effluent-pumps/commercial/160-series | EA | 4399 |  | 53514420901 | 126 | LB | 32 | 12 | 15.75 | 12 Months | NO
361-0032 | BE161 3F/230V/1Ph/Pb20'/cCSAus/(161-0004) | BE161 3F/230V/1Ph/Pb20'/cCSAus/UL/(161-0004) | https://www.zoellerpumps.com/en-us/products/sump-effluent-pumps/commercial/160-series | EA | 1573 |  | 53514421663 | 87 | LB | 21.25 | 11.75 | 14.75 | 12 Months | YES
361-0033 | GX161 3F/460V/3Ph/Ex Pr/(161-0047) | GX161 3F/460V/3Ph/Ex Pr/FM/CSA/(161-0047) | https://www.zoellerpumps.com/en-us/products/sump-effluent-pumps/commercial/160-series | EA | 3177 |  | 53514423377 | 119 | LB | 32 | 12 | 15 | 12 Months | NO
361-0034 | N161 3F/50'Cd/115V/1Ph/CSA/(161-0024) | N161 3F/50'Cd/115V/1Ph/CSA/(161-0024) | https://www.zoellerpumps.com/en-us/products/sump-effluent-pumps/commercial/160-series | EA | 1605 |  | 53514427122 | 94 | LB | 21.25 | 11.75 | 14.75 | 12 Months | YES
361-0035 | G161 3F/25'Cd/460V/3Ph/cCSAus/(161-0092) | G161 3F/25'Cd/460V/3Ph/cCSAus/UL/(161-0092) | https://www.zoellerpumps.com/en-us/products/sump-effluent-pumps/commercial/160-series | EA | 1758 |  | 53514433123 | 92 | LB | 21.25 | 11.75 | 14.75 | 12 Months | YES
363-0001 | M163 3F/115V/1Ph/cCSAus/(163-0001) | M163 3F/115V/1Ph/cCSAus/UL/(163-0001) | https://www.zoellerpumps.com/en-us/products/sump-effluent-pumps/commercial/160-series | EA | 1605 |  | 53514022266 | 86 | LB | 21.25 | 11.75 | 14.75 | 12 Months | YES
363-0002 | N163 3F/115V/1Ph/CSA/(163-0002) | N163 3F/115V/1Ph/CSA/(163-0002) | https://www.zoellerpumps.com/en-us/products/sump-effluent-pumps/commercial/160-series | EA | 1455 |  | 53514022273 | 85 | LB | 21.25 | 11.75 | 14.75 | 12 Months | YES
363-0003 | D163 3F/230V/1Ph/cCSAus/(163-0003) | D163 3F/230V/1Ph/cCSAus/UL/(163-0003) | https://www.zoellerpumps.com/en-us/products/sump-effluent-pumps/commercial/160-series | EA | 1684 |  | 53514022280 | 86 | LB | 21.25 | 11.75 | 14.75 | 36 Months | YES
363-0004 | E163 3F/230V/1Ph/cCSAus/(163-0004) | E163 3F/230V/1Ph/cCSAus/UL/(163-0004) | https://www.zoellerpumps.com/en-us/products/sump-effluent-pumps/commercial/160-series | EA | 1533 |  | 53514022297 | 85 | LB | 21.25 | 11.75 | 14.75 | 12 Months | YES
363-0005 | BE163 3F/230V/1Ph/Pb20'/cCSAus/(163-0004) | BE163 3F/230V/1Ph/Pb20'/cCSAus/UL/(163-0004) | https://www.zoellerpumps.com/en-us/products/sump-effluent-pumps/commercial/160-series | EA | 1574 |  | 53514044510 | 85 | LB | 21.25 | 11.75 | 14.75 | 12 Months | YES
363-0006 | F163 3F/230V/3Ph/cCSAus/(163-0009) | F163 3F/230V/3Ph/cCSAus/UL/(163-0009) | https://www.zoellerpumps.com/en-us/products/sump-effluent-pumps/commercial/160-series | EA | 1653 |  | 53514048518 | 85 | LB | 21.25 | 11.75 | 14.75 | 12 Months | YES
363-0007 | BN163 3F/115V/1Ph/Pb20'/CSA/(163-0002) | BN163 3F/115V/1Ph/Pb20'/CSA/(163-0002) | https://www.zoellerpumps.com/en-us/products/sump-effluent-pumps/commercial/160-series | EA | 1640 |  | 53514060619 | 87 | LB | 21.25 | 11.75 | 14.75 | 12 Months | YES
363-0008 | H163 3F/200-208V/1Ph/ED/(163-0044) | H163 3F/200-208V/1Ph/ED/(163-0044) | https://www.zoellerpumps.com/en-us/products/sump-effluent-pumps/commercial/160-series | EA | 1774 |  | 53514089924 | 85 | LB | 21.25 | 11.75 | 14.75 | 12 Months | YES
363-0009 | G163 3F/460V/3Ph/cCSAus/(163-0031) | G163 3F/460V/3Ph/cCSAus/UL/(163-0031) | https://www.zoellerpumps.com/en-us/products/sump-effluent-pumps/commercial/160-series | EA | 1653 |  | 53514104061 | 85 | LB | 21.25 | 11.75 | 14.75 | 12 Months | YES
363-0010 | J163 3F/200-208V/3Ph/cCSAus/(163-0008) | J163 3F/200-208V/3Ph/cCSAus/UL/(163-0008) | https://www.zoellerpumps.com/en-us/products/sump-effluent-pumps/commercial/160-series | EA | 1653 |  | 53514123956 | 86 | LB | 21.25 | 11.75 | 14.75 | 12 Months | YES
363-0011 | E163 50'Cd/3F/230V/1Ph/cCSAus/(163-0035) | E163 50'Cd/3F/230V/1Ph/cCSAus/UL/(163-0035) | https://www.zoellerpumps.com/en-us/products/sump-effluent-pumps/commercial/160-series | EA | 1683 |  | 53514185664 | 88 | LB | 21.25 | 11.75 | 14.75 | 12 Months | YES
363-0012 | JX163 3F/200-208V/3Ph/Ex Pr/(163-0051) | JX163 3F/200-208V/3Ph/Ex Pr/FM/CSA/(163-0051) | https://www.zoellerpumps.com/en-us/products/sump-effluent-pumps/commercial/160-series | EA | 3177 |  | 53514208509 | 118 | LB | 21.25 | 11.75 | 14.75 | 12 Months | NO
363-0013 | H163 2F/50'Cd/200-208V/1Ph/cCSAus/(163-0079) | H163 2F/50'Cd/200-208V/1Ph/cCSAus/(163-0079) | https://www.zoellerpumps.com/en-us/products/sump-effluent-pumps/commercial/160-series | EA | 1879 |  | 53514225056 | 87 | LB | 21.25 | 11.75 | 14.75 | 12 Months | YES
363-0014 | I163 3F/35'Cd/200-208V/1Ph/cCSAus/(163-0039) | I163 3F/35'Cd/200-208V/1Ph/cCSAus/(163-0039) | https://www.zoellerpumps.com/en-us/products/sump-effluent-pumps/commercial/160-series | EA | 1693 |  | 53514230333 | 85 | LB | 0 | 0 | 0 | 12 Months | YES
363-0015 | NX163 3F/115V/1Ph/Ex Pr/(163-0049) | NX163 3F/115V/1Ph/Ex Pr/FM/CSA/(163-0049) | https://www.zoellerpumps.com/en-us/products/sump-effluent-pumps/commercial/160-series | EA | 2996 |  | 53514269968 | 118 | LB | 32 | 12 | 15 | 12 Months | NO
363-0016 | EX163 3F/230V/1Ph/Ex Pr/(163-0050) | EX163 3F/230V/1Ph/Ex Pr/FM/CSA/(163-0050) | https://www.zoellerpumps.com/en-us/products/sump-effluent-pumps/commercial/160-series | EA | 3057 |  | 53514337070 | 120 | LB | 32 | 12 | 15 | 12 Months | NO
363-0017 | I163 3F/200-208V/1Ph/cCSAus/(163-0010) | I163 3F/200-208V/1Ph/cCSAus/(163-0010) | https://www.zoellerpumps.com/en-us/products/sump-effluent-pumps/commercial/160-series | EA | 1578 |  | 53514363109 | 85 | LB | 21.25 | 11.75 | 14.75 | 12 Months | YES
363-0018 | IX163 3F/50'Cd/200-208V/1Ph/(163-0073) | IX163 3F/50'Cd/200-208V/1Ph/FM/CSA/(163-0073) | https://www.zoellerpumps.com/en-us/products/sump-effluent-pumps/commercial/160-series | EA | 3252 |  | 53514365257 | 85 | LB | 0 | 0 | 0 | 12 Months | NO
363-0019 | DX163 3F/50'Cd/230V/1Ph/EX Pr/(163-0108) | DX163 3F/50'Cd/230V/1Ph/EX Pr/(163-0108) | https://www.zoellerpumps.com/en-us/products/sump-effluent-pumps/commercial/160-series | EA | 4480 |  | 53514482084 | 122 | LB | 32 | 12 | 15 | 12 Months | NO
365-0003 | D165 3F/230V/1Ph/cCSAus/(165-0003) | D165 3F/230V/1Ph/cCSAus/UL/(165-0003) | https://www.zoellerpumps.com/en-us/products/sump-effluent-pumps/commercial/160-series | EA | 1867 |  | 53514022303 | 86 | LB | 21.25 | 11.75 | 14.75 | 36 Months | YES
365-0004 | E165 3F/230V/1Ph/cCSAus/(165-0004) | E165 3F/230V/1Ph/cCSAus/UL/(165-0004) | https://www.zoellerpumps.com/en-us/products/sump-effluent-pumps/commercial/160-series | EA | 1709 |  | 53514022310 | 85 | LB | 21.25 | 11.75 | 14.75 | 12 Months | YES
365-0005 | F165 3F/230V/3Ph/cCSAus/(165-0015) | F165 3F/230V/3Ph/cCSAus/UL/(165-0015) | https://www.zoellerpumps.com/en-us/products/sump-effluent-pumps/commercial/160-series | EA | 1829 |  | 53514022327 | 85 | LB | 21.25 | 11.75 | 14.75 | 12 Months | YES
365-0006 | J165 3F/200-208V/3Ph/cCSAus/(165-0009) | J165 3F/200-208V/3Ph/cCSAus/UL/(165-0009) | https://www.zoellerpumps.com/en-us/products/sump-effluent-pumps/commercial/160-series | EA | 1829 |  | 53514022334 | 85 | LB | 21.25 | 11.75 | 14.75 | 12 Months | YES
365-0007 | H165 3F/200-208V/1Ph/cCSAus/(165-0012) | H165 3F/200-208V/1Ph/cCSAus/(165-0012) | https://www.zoellerpumps.com/en-us/products/sump-effluent-pumps/commercial/160-series | EA | 1912 |  | 53514022341 | 86 | LB | 21.25 | 11.75 | 14.75 | 12 Months | YES
365-0008 | G165 3F/460V/3Ph/cCSAus/(165-0008) | G165 3F/460V/3Ph/cCSAus/UL/(165-0008) | https://www.zoellerpumps.com/en-us/products/sump-effluent-pumps/commercial/160-series | EA | 1829 |  | 53514025304 | 85 | LB | 21.25 | 11.75 | 14.75 | 12 Months | YES
365-0009 | BA165 3F/575V/3Ph/cCSAus/(165-0027) | BA165 3F/575V/3Ph/cCSAus/(165-0027) | https://www.zoellerpumps.com/en-us/products/sump-effluent-pumps/commercial/160-series | EA | 1879 |  | 53514030698 | 85 | LB | 21.25 | 11.75 | 14.75 | 12 Months | YES
365-0010 | BE165 3F/230V/1Ph/Pb/cCSAus/(165-0004) | BE165 3F/230V/1Ph/Pb/cCSAus/UL/(165-0004) | https://www.zoellerpumps.com/en-us/products/sump-effluent-pumps/commercial/160-series | EA | 1745 |  | 53514044275 | 84 | LB | 21.25 | 11.75 | 14.75 | 12 Months | YES
365-0011 | I165 3F/200-208V/1Ph/cCSAus/(165-0020) | I165 3F/200-208V/1Ph/cCSAus/(165-0020) | https://www.zoellerpumps.com/en-us/products/sump-effluent-pumps/commercial/160-series | EA | 1754 |  | 53514044909 | 85 | LB | 21.25 | 11.75 | 14.75 | 12 Months | YES
365-0012 | E165 3F/50'Cd/230V/1Ph/cCSAus/(165-0014) | E165 3F/50'Cd/230V/1Ph/cCSAus/UL/(165-0014) | https://www.zoellerpumps.com/en-us/products/sump-effluent-pumps/commercial/160-series | EA | 1859 |  | 53514180751 | 87 | LB | 21.25 | 11.75 | 14.75 | 12 Months | YES
365-0013 | EX165 3F/230V/1Ph/Ex Pr/(165-0039) | EX165 3F/230V/1Ph/Ex Pr/FM/CSA/(165-0039) | https://www.zoellerpumps.com/en-us/products/sump-effluent-pumps/commercial/160-series | EA | 3279 |  | 53514185169 | 118 | LB | 32 | 12 | 15 | 12 Months | NO
365-0014 | D165 3F/50'Cd/230V/1Ph/cCSAus/(165-00056) | D165 3F/50'Cd/230V/1Ph/cCSAus/UL/(165-00056) | https://www.zoellerpumps.com/en-us/products/sump-effluent-pumps/commercial/160-series | EA | 2017 |  | 53514201777 | 94 | LB | 21.25 | 11.75 | 14.75 | 36 Months | YES
365-0015 | H165 3F/50'Cd/200-208V/1Ph/cCSAus/(165-0056) | H165 3F/50'Cd/200-208V/1Ph/cCSAus/(165-0056) | https://www.zoellerpumps.com/en-us/products/sump-effluent-pumps/commercial/160-series | EA | 1754 |  | 53514202149 | 86 | LB | 21.25 | 11.75 | 14.75 | 12 Months | YES
365-0016 | I165 3F/50' Cord/200-208V/1Ph/cCSAus/(165-0064) | I165 3F/50' Cord/200-208V/1Ph/cCSAus/(165-0064) | https://www.zoellerpumps.com/en-us/products/sump-effluent-pumps/commercial/160-series | EA | 1904 |  | 53514277383 | 85 | LB | 21.25 | 11.75 | 14.75 | 12 Months | YES
365-0017 | J165 3F/50'Cd/200-208V/3Ph/cCSAus/(165-0061) | J165 3F/50'Cd/200-208V/3Ph/cCSAus/UL/(165-0061) | https://www.zoellerpumps.com/en-us/products/sump-effluent-pumps/commercial/160-series | EA | 1979 |  | 53514350413 | 87 | LB | 21.25 | 11.75 | 14.75 | 12 Months | YES
365-0018 | JX165 3F/200V/3Ph/Ex Pr/(165-0040) | JX165 3F/200V/3Ph/Ex Pr/FM/CSA/(165-0040) | https://www.zoellerpumps.com/en-us/products/sump-effluent-pumps/commercial/160-series | EA | 3399 |  | 53514352257 | 118 | LB | 32 | 12 | 15 | 12 Months | NO
365-0019 | D165 3F/35'Cd/230V/1Ph/cCSAus/(165-00029) | D165 3F/35'Cd/230V/1Ph/cCSAus/UL/(165-00029) | https://www.zoellerpumps.com/en-us/products/sump-effluent-pumps/commercial/160-series | EA | 1982 |  | 53514435196 | 94 | LB | 21.25 | 11.75 | 14.75 | 36 Months | YES
370-0002 | N370 Fountain/.5Hp/115V/1Ph/60Hz/100'Cd/50Gpm | N370 Fountain/.5Hp/115V/1Ph/60Hz/100'Cd/50Gpm | https://www.zoellerpumps.com/en-us/products/specialty/fountain#technical-support | EA | 3040 |  | 53514178031 | 56 | LB | 41 | 15 | 15 | 12 Months | NO
371-0002 | N371 115V/1Ph/cCSAus/Evap Cooling | N371 115V/1Ph/UL/cCSAus/Evap Cooling | https://www.zoellerpumps.com/en-us/products/specialty/evaporative-cooling | EA | 331 |  | 53514233976 | 21 | LB | 10.25 | 7.75 | 10.25 | 12 Months | NO
371-0004 | E371 230V/1Ph/cCSAus/Evap Cooling | E371 230V/1Ph/UL/cCSAus/Evap Cooling | https://www.zoellerpumps.com/en-us/products/specialty/evaporative-cooling | EA | 440 |  | 53514233990 | 21 | LB | 10.25 | 7.75 | 10.25 | 12 Months | NO
372-0002 | N372 115V/1Ph/1/3 Hp/cCSAus/Evap Cooling | N372 115V/1Ph/1/3 Hp/cCSAus/Evap Cooling | https://www.zoellerpumps.com/en-us/products/specialty/evaporative-cooling | EA | 473 |  | 53514234034 | 32 | LB | 16.5 | 11 | 13.75 | 12 Months | NO
372-0004 | E372 230V/1Ph/1/3Hp/cCSAus/Evap Cooling | E372 230V/1Ph/1/3Hp/cCSAus/Evap Cooling | https://www.zoellerpumps.com/en-us/products/specialty/evaporative-cooling | EA | 525 |  | 53514234058 | 32 | LB | 16.5 | 11 | 13.75 | 12 Months | NO
373-0002 | N373 115V/1Ph/.4Hp/cCSAus/Evap Cooling | N373 115V/1Ph/.4Hp/cCSAus/Evap Cooling | https://www.zoellerpumps.com/en-us/products/specialty/evaporative-cooling | EA | 516 |  | 53514234096 | 37 | LB | 16.5 | 11 | 13.75 | 12 Months | NO
373-0004 | E373 230V/1Ph/.4Hp/cCSAus/Evap Cooling | E373 230V/1Ph/.4Hp/cCSAus/Evap Cooling | https://www.zoellerpumps.com/en-us/products/specialty/evaporative-cooling | EA | 628 |  | 53514234119 | 37 | LB | 16.5 | 11 | 13.75 | 12 Months | NO
382-0001 | M282 3F/115V/1Ph/cCSAus/(282-0001) | M282 3F/115V/1Ph/cCSAus/UL | https://www.zoellerpumps.com/en-us/products/sewage-pumps/commercial/280-series | EA | 1340 |  | 53514022365 | 82 | LB | 21.25 | 11.75 | 14.75 | 12 Months | YES
382-0002 | N282 3F/115V/1Ph/cCSAus/(282-0002) | N282 3F/115V/1Ph/cCSAus/UL | https://www.zoellerpumps.com/en-us/products/sewage-pumps/commercial/280-series | EA | 1232 |  | 53514022372 | 81 | LB | 21.25 | 11.75 | 14.75 | 12 Months | YES
382-0003 | D282 3F/230V/1Ph/cCSAus | D282 3F/230V/1Ph/cCSAus/UL | https://www.zoellerpumps.com/en-us/products/sewage-pumps/commercial/280-series | EA | 1466 |  | 53514022389 | 82 | LB | 21.25 | 11.75 | 14.75 | 36 Months | YES
382-0004 | E282 3F/230V/1Ph/cCSAus/(282-0004) | E282 3F/230V/1Ph/cCSAus/UL | https://www.zoellerpumps.com/en-us/products/sewage-pumps/commercial/280-series | EA | 1306 |  | 53514022396 | 81 | LB | 21.25 | 11.75 | 14.75 | 12 Months | YES
382-0007 | G282 3F/460V/3Ph/cCSAus/(282-0024) | G282 3F/460V/3Ph/cCSAus/UL | https://www.zoellerpumps.com/en-us/products/sewage-pumps/commercial/280-series | EA | 1426 |  | 53514022426 | 81 | LB | 21.25 | 11.75 | 14.75 | 12 Months | YES
382-0008 | M282 3F/15'Cd/115V/1Ph/cCSAus | M282 3F/15'Cd/115V/1Ph/cCSAus/UL | https://www.zoellerpumps.com/en-us/products/sewage-pumps/commercial/280-series | EA | 1365 |  | 53514022433 | 82 | LB | 21.25 | 11.75 | 14.75 | 12 Months | YES
382-0009 | M282 3F/35'Cd/115V/1Ph/cCSAus | M282 3F/35'Cd/115V/1Ph/cCSAus/UL | https://www.zoellerpumps.com/en-us/products/sewage-pumps/commercial/280-series | EA | 1455 |  | 53514022440 | 87 | LB | 21.25 | 11.75 | 14.75 | 12 Months | YES
382-0010 | J282 3F/200-208V/3Ph/cCSAus/(282-0006) | J282 3F/200-208V/3Ph/cCSAus/UL | https://www.zoellerpumps.com/en-us/products/sewage-pumps/commercial/280-series | EA | 1426 |  | 53514022457 | 81 | LB | 21.25 | 11.75 | 14.75 | 12 Months | YES
382-0012 | E282 3F/25'Cd/230V/1Ph/cCSAus/(282-0018) | E282 3F/25'Cd/230V/1Ph/cCSAus/UL | https://www.zoellerpumps.com/en-us/products/sewage-pumps/commercial/280-series | EA | 1411 |  | 53514022471 | 83 | LB | 21.25 | 11.75 | 14.75 | 12 Months | YES
382-0013 | N282 3F/50'Cd/115V/1Ph/cCSAus/(282-0062) | N282 3F/50'Cd/115V/1Ph/cCSAus/UL | https://www.zoellerpumps.com/en-us/products/sewage-pumps/commercial/280-series | EA | 1382 |  | 53514022488 | 90 | LB | 21.25 | 11.75 | 14.75 | 12 Months | YES
382-0019 | I282 3F/200-208V/1Ph/cCSAus/(282-0025) | I282 3F/200-208V/1Ph/cCSAus | https://www.zoellerpumps.com/en-us/products/sewage-pumps/commercial/280-series | EA | 1351 |  | 53514022525 | 81 | LB | 21.25 | 11.75 | 14.75 | 12 Months | YES
382-0020 | E282 3F/50'Cd/230V/1Ph/cCSAus | E282 3F/50'Cd/230V/1Ph/cCSAus/UL | https://www.zoellerpumps.com/en-us/products/sewage-pumps/commercial/280-series | EA | 1456 |  | 53514025670 | 90 | LB | 21.25 | 11.75 | 14.75 | 12 Months | YES
382-0021 | D282 3F/25'Cd/230V/1Ph/cCSAus | D282 3F/25'Cd/230V/1Ph/cCSAus/UL | https://www.zoellerpumps.com/en-us/products/sewage-pumps/commercial/280-series | EA | 1571 |  | 53514026936 | 84 | LB | 21.25 | 11.75 | 14.75 | 36 Months | YES
382-0022 | N282 3F/35'Cd/115V/1Ph/cCSAus | N282 3F/35'Cd/115V/1Ph/cCSAus/UL | https://www.zoellerpumps.com/en-us/products/sewage-pumps/commercial/280-series | EA | 1347 |  | 53514028909 | 86 | LB | 21.25 | 11.75 | 14.75 | 12 Months | YES
382-0023 | N282 3F/25'Cd/115V/1Ph/cCSAus/(282-0011) | N282 3F/25'Cd/115V/1Ph/cCSAus/UL | https://www.zoellerpumps.com/en-us/products/sewage-pumps/commercial/280-series | EA | 1337 |  | 53514033507 | 83 | LB | 21.25 | 11.75 | 14.75 | 12 Months | YES
382-0024 | F282 3F/230V/3Ph/cCSAus | F282 3F/230V/3Ph/cCSAus/UL | https://www.zoellerpumps.com/en-us/products/sewage-pumps/commercial/280-series | EA | 1426 |  | 53514038229 | 81 | LB | 21.25 | 11.75 | 14.75 | 12 Months | YES
382-0025 | M282 3F/25'Cd/115V/1Ph/cCSAus/(282-0015) | M282 3F/25'Cd/115V/1Ph/cCSAus/UL | https://www.zoellerpumps.com/en-us/products/sewage-pumps/commercial/280-series | EA | 1445 |  | 53514039325 | 84 | LB | 21.25 | 11.75 | 14.75 | 12 Months | YES
382-0027 | BN282 3F/115V/1Ph/Pb15'/cCSAus | BN282 3F/115V/1Ph/Pb15'/UL/cCSAus | https://www.zoellerpumps.com/en-us/products/sewage-pumps/commercial/280-series | EA | 1329 |  | 53514041304 | 83 | LB | 21.25 | 11.75 | 14.75 | 12 Months | YES
382-0028 | BE282 3F/230V/1Ph/Pb35'/cCSAus | BE282 3F/230V/1Ph/Pb/cCSAus/UL | https://www.zoellerpumps.com/en-us/products/sewage-pumps/commercial/280-series | EA | 1386 |  | 53514041311 | 83 | LB | 21.25 | 11.75 | 14.75 | 12 Months | YES
382-0029 | J282 3F/25'Cd/200-208V/3Ph/cCSAus | J282 3F/25'Cd/200-208V/3Ph/cCSAus | https://www.zoellerpumps.com/en-us/products/sewage-pumps/commercial/280-series | EA | 1531 |  | 53514041823 | 83 | LB | 21.25 | 11.75 | 14.75 | 12 Months | YES
382-0030 | H282 3F/35'Cd/200-208V/1Ph/cCSAus | H282 3F/35'Cd/200-208V/1Ph/cCSAus | https://www.zoellerpumps.com/en-us/products/sewage-pumps/commercial/280-series | EA | 1626 |  | 53514044541 | 85 | LB | 21.25 | 11.75 | 14.75 | 12 Months | YES
382-0031 | E282 3F/25'Cd/230V/1P/ED | E282 3F/25'Cd/230V/1P/ED | https://www.zoellerpumps.com/en-us/products/sewage-pumps/commercial/280-series | EA | 1411 |  | 53514045272 | 84 | LB | 21.25 | 11.75 | 14.75 | 12 Months | YES
382-0032 | F282 3F/25'Cd/230V/3Ph/cCSAus | F282 3F/25'Cd/230V/3Ph/cCSAus/UL | https://www.zoellerpumps.com/en-us/products/sewage-pumps/commercial/280-series | EA | 1531 |  | 53514056223 | 84 | LB | 21.25 | 11.75 | 14.75 | 12 Months | YES
382-0033 | J282 3F/35'Cd/200-208V/3Ph/cCSAus | J282 3F/35'Cd/200-208V/3Ph/cCSAus/UL | https://www.zoellerpumps.com/en-us/products/sewage-pumps/commercial/280-series | EA | 1541 |  | 53514086541 | 84 | LB | 21.25 | 11.75 | 14.75 | 12 Months | YES
382-0034 | H282 3F/50'Cd/200-208V/1Ph/cCSAus | H282 3F/50'Cd/200-208V/1Ph/cCSAus | https://www.zoellerpumps.com/en-us/products/sewage-pumps/commercial/280-series | EA | 1661 |  | 53514089023 | 90 | LB | 21.25 | 11.75 | 14.75 | 12 Months | YES
382-0036 | G282 3F/25'Cd/460V/3Ph/cCSAus | G282 3F/25'Cd/460V/3Ph/cCSAus/UL | https://www.zoellerpumps.com/en-us/products/sewage-pumps/commercial/280-series | EA | 1531 |  | 53514096359 | 85 | LB | 21.25 | 11.75 | 14.75 | 12 Months | YES
382-0037 | E282 3F/35'Cd/230V/1Ph/cCSAus | E282 3F/35'Cd/230V/1Ph/cCSAus/UL | https://www.zoellerpumps.com/en-us/products/sewage-pumps/commercial/280-series | EA | 1421 |  | 53514117818 | 88 | LB | 21.25 | 11.75 | 14.75 | 12 Months | YES
382-0038 | NX282 3F/115V/1Ph/Ex Pr | NX282 3F/115V/1Ph/Ex Pr/FM/CSA | https://www.zoellerpumps.com/en-us/products/sewage-pumps/commercial/280-series | EA | 2803 |  | 53514123321 | 128 | LB | 32 | 12 | 15 | 12 Months | NO
382-0040 | NX282 3F/50'Cd/115V/1Ph/Ex Pr | NX282 3F/50'Cd/115V/1Ph/Ex Pr/FM/CSA | https://www.zoellerpumps.com/en-us/products/sewage-pumps/commercial/280-series | EA | 2953 |  | 53514140915 | 128 | LB | 32 | 12 | 15 | 12 Months | NO
382-0041 | EX282 3F/230V/1Ph/Ex Pr | EX282 3F/230V/1Ph/Ex Pr/FM/CSA | https://www.zoellerpumps.com/en-us/products/sewage-pumps/commercial/280-series | EA | 2862 |  | 53514142407 | 127 | LB | 32 | 12 | 15 | 12 Months | NO
382-0042 | CF282 3F/230V/3Ph/Auto | CF282 3F/230V/3Ph/UL/Auto | https://www.zoellerpumps.com/en-us/products/sewage-pumps/commercial/280-series | EA | 2141 |  | 53514155179 | 81 | LB | 21.25 | 11.75 | 14.75 | 12 Months | YES
382-0043 | IX282 3F/25'Cd/200-208V/1Ph/Ex Pr | IX282 3F/25'Cd/200-208V/1Ph/Ex Pr/FM/CSA | https://www.zoellerpumps.com/en-us/products/sewage-pumps/commercial/280-series | EA | 3012 |  | 53514167455 | 130 | LB | 32 | 12 | 15 | 12 Months | NO
382-0044 | G282 3F/50'Cd/460V/3Ph/cCSAus | G282 3F/50'Cd/460V/3Ph/cCSAus/UL | https://www.zoellerpumps.com/en-us/products/sewage-pumps/commercial/280-series | EA | 1576 |  | 53514169947 | 85 | LB | 21.25 | 11.75 | 14.75 | 12 Months | YES
382-0046 | JX282 3F/200-208V/3Ph/Ex Pr | JX282 3F/200-208V/3Ph/Ex Pr/FM/CSA | https://www.zoellerpumps.com/en-us/products/sewage-pumps/commercial/280-series | EA | 2982 |  | 53514181789 | 128 | LB | 32 | 12 | 15 | 12 Months | NO
382-0049 | D282 3F/50'Cd/230V/1Ph/cCSAus | D282 3F/50'Cd/230V/1Ph/cCSAus/UL | https://www.zoellerpumps.com/en-us/products/sewage-pumps/commercial/280-series | EA | 1616 |  | 53514205539 | 86 | LB | 21.25 | 11.75 | 14.75 | 36 Months | YES
382-0050 | GX282 3F/35'Cd/460V/3Ph/Ex Pr | GX282 3F/35'Cd/460V/3Ph/Ex Pr/FM/CSA | https://www.zoellerpumps.com/en-us/products/sewage-pumps/commercial/280-series | EA | 3097 |  | 53514210625 | 128 | LB | 32 | 12 | 15 | 12 Months | NO
382-0051 | GX282 3F/50'Cd/460V/3Ph/Ex Pr | GX282 3F/50'Cd/460V/3Ph/Ex Pr/FM/CSA | https://www.zoellerpumps.com/en-us/products/sewage-pumps/commercial/280-series | EA | 3132 |  | 53514231071 | 128 | LB | 32 | 12 | 15 | 12 Months | NO
382-0052 | J282 3F/50'Cd/200-208V/3Ph/cCSAus | J282 3F/50'Cd/200-208V/3Ph/cCSAus/UL | https://www.zoellerpumps.com/en-us/products/sewage-pumps/commercial/280-series | EA | 1576 |  | 53514234171 | 84 | LB | 21.25 | 11.75 | 14.75 | 12 Months | YES
382-0054 | F282 3F/50'Cd/230V/3Ph/cCSAus | F282 3F/50'Cd/230V/3Ph/cCSAus/UL | https://www.zoellerpumps.com/en-us/products/sewage-pumps/commercial/280-series | EA | 1576 |  | 53514241971 | 85 | LB | 21.25 | 11.75 | 14.75 | 12 Months | YES
382-0057 | IX282 3F/35'Cd//200-208V/1Ph/Ex Pr | iX282 3F/35'Cd//200-208V/1Ph/Ex Pr/FM/CSA | https://www.zoellerpumps.com/en-us/products/sewage-pumps/commercial/280-series | EA | 4481 |  | 53514256463 | 127 | LB | 32 | 12 | 15 | 12 Months | NO
382-0058 | I282 3F/25'Cd/200-208V/1Ph/cCSAus | I282 3F/25'Cd/200-208V/1Ph/cCSAus | https://www.zoellerpumps.com/en-us/products/sewage-pumps/commercial/280-series | EA | 1456 |  | 53514256968 | 83 | LB | 21.25 | 11.75 | 14.75 | 12 Months | YES
382-0060 | FX282 3F/50'Cd/230V/3Ph/Ex Pr | FX282 3F/50'Cd/230V/3Ph/Ex Pr/FM/CSA | https://www.zoellerpumps.com/en-us/products/sewage-pumps/commercial/280-series | EA | 3132 |  | 53514296711 | 129 | LB | 32 | 12 | 15 | 12 Months | NO
382-0061 | EX282 3F/50'Cd/230V/1Ph/Ex Pr | EX282 3F/50'Cd/230V/1Ph/Ex Pr/FM/CSA | https://www.zoellerpumps.com/en-us/products/sewage-pumps/commercial/280-series | EA | 3012 |  | 53514330750 | 129 | LB | 32 | 12 | 15 | 12 Months | NO
382-0062 | EX282 3F/25'Cd/230V/1Ph/Ex Pr | EX282 3F/25'Cd/230V/1Ph/Ex Pr/FM/CSA | https://www.zoellerpumps.com/en-us/products/sewage-pumps/commercial/280-series | EA | 2967 |  | 53514342951 | 128 | LB | 32 | 12 | 15 | 12 Months | NO
382-0063 | D282 3F/15'Cd/230V/1Ph/cCSAus | D282 3F/15'Cd/230V/1Ph/cCSAus/UL | https://www.zoellerpumps.com/en-us/products/sewage-pumps/commercial/280-series | EA | 1491 |  | 53514353445 | 82 | LB | 21.25 | 11.75 | 14.75 | 36 Months | YES
382-0064 | JX282 3F/50'Cd/200-208V/3Ph/ExPr | JX282 3F/50'Cd/200-208V/Ex Pr/FM/CSA/(01 | https://www.zoellerpumps.com/en-us/products/sewage-pumps/commercial/280-series | EA | 3132 |  | 53514354794 | 129 | LB | 32 | 12 | 15 | 12 Months | NO
382-0065 | IX282 3F/50'Cd/200-208V/1Ph/Ex Pr | IX282 3F/50'Cd/200-208V/1Ph/Ex Pr/FM/CSA | https://www.zoellerpumps.com/en-us/products/sewage-pumps/commercial/280-series | EA | 3057 |  | 53514356873 | 134 | LB | 32 | 12 | 15 | 12 Months | NO
382-0066 | MX282 3F/115V/1Ph/Expr | MX282 3F/115V/1Ph/Expr/FM/CSA | https://www.zoellerpumps.com/en-us/products/sewage-pumps/commercial/280-series | EA | 4316 |  | 53514356927 | 119 | LB | 32 | 12 | 15 | 12 Months | NO
382-0067 | I282 3F/50'Cd/200-208V/1Ph/cCSAus | I282 3F/50'Cd/200-208V/1Ph/cCSAus | https://www.zoellerpumps.com/en-us/products/sewage-pumps/commercial/280-series | EA | 1501 |  | 53514357351 | 85 | LB | 21.25 | 11.75 | 14.75 | 12 Months | YES
382-0068 | EX282 3F/35'Cd/230V/1Ph/Ex Pr | EX282 3F/35'Cd/230V/1Ph/Ex Pr/FM/CSA | https://www.zoellerpumps.com/en-us/products/sewage-pumps/commercial/280-series | EA | 2977 |  | 53514361914 | 128 | LB | 32 | 12 | 15 | 12 Months | NO
382-0069 | I282 3F/35'Cd/200-208V/1Ph/cCSAus | I282 3F/35'Cd/200-208V/1Ph/cCSAus | https://www.zoellerpumps.com/en-us/products/sewage-pumps/commercial/280-series | EA | 1466 |  | 53514362140 | 85 | LB | 21.25 | 11.75 | 14.75 | 12 Months | YES
382-0070 | BA282 3F/50'Cd/575V/3Ph/cCSAus | BA282 3F/50'Cd/575V/3Ph/cCSAus | https://www.zoellerpumps.com/en-us/products/sewage-pumps/commercial/280-series | EA | 1626 |  | 53514385378 | 81 | LB | 21.25 | 11.75 | 14.75 | 12 Months | YES
382-0071 | BAX282 3F/35'Cd/575V/3Ph/Ex Pr | BAX282 3F/35'Cd/575V/3Ph/Ex Pr | https://www.zoellerpumps.com/en-us/products/sewage-pumps/commercial/280-series | EA | 3097 |  | 53514397128 | 127 | LB | 32 | 12 | 15 | 12 Months | NO
382-0072 | M282 3F/50'Cd/115V/1Ph/cCSAus | M282 3F/50'Cd/115V/1Ph/cCSAus/UL | https://www.zoellerpumps.com/en-us/products/sewage-pumps/commercial/280-series | EA | 1490 |  | 53514414412 | 87 | LB | 21.25 | 11.75 | 14.75 | 12 Months | YES
382-0074 | JX282 3F/35'Cd/200-208V/3Ph/Ex Pr | JX282 3F/35'Cd/200-208V/3Ph/Ex Pr | https://www.zoellerpumps.com/en-us/products/sewage-pumps/commercial/280-series | EA | 3097 |  | 53514435486 | 127 | LB | 32 | 12 | 15 | 12 Months | NO
382-0075 | BE282 3F/35'Cd/230V/1Ph/Pb35'/cCSAus | BE282 3F/35'Cd/230V/1Ph/Pb35'/cCSAus/UL | https://www.zoellerpumps.com/en-us/products/sewage-pumps/commercial/280-series | EA | 1501 |  | 53514438296 | 83 | LB | 21.25 | 11.75 | 14.75 | 12 Months | YES
382-0076 | BAX282 3F/575V/3Ph/Ex Pr |  |  | EA | 3032 |  | 53514492342 | 127 | LB | 32 | 12 | 15 | 12 Months | YES
384-0003 | D284 3F/230V/1Ph/cCSAus | D284 3F/230V/1Ph/cCSAus/UL | https://www.zoellerpumps.com/en-us/products/sewage-pumps/commercial/280-series | EA | 1643 |  | 53514022532 | 85 | LB | 21.25 | 11.75 | 14.75 | 36 Months | YES
384-0004 | E284 3F/230V/1Ph/cCSAus/(284-0004) | E284 3F/230V/1Ph/cCSAus/UL | https://www.zoellerpumps.com/en-us/products/sewage-pumps/commercial/280-series | EA | 1505 |  | 53514022549 | 84 | LB | 21.25 | 11.75 | 14.75 | 12 Months | YES
384-0005 | J284 3F/200-208V/3Ph/cCSAus/(284-0015) | J284 3F/200-208V/3Ph/cCSAus/UL | https://www.zoellerpumps.com/en-us/products/sewage-pumps/commercial/280-series | EA | 1625 |  | 53514022556 | 84 | LB | 21.25 | 11.75 | 14.75 | 12 Months | YES
384-0006 | E284 3F/35'Cd/230V/1Ph/cCSAus | E284 3F/35'Cd/230V/1Ph/cCSAus/UL | https://www.zoellerpumps.com/en-us/products/sewage-pumps/commercial/280-series | EA | 1620 |  | 53514022563 | 89 | LB | 21.25 | 11.75 | 14.75 | 12 Months | YES
384-0007 | G284 3F/460V/3Ph/cCSAus/(284-0006) | G284 3F/460V/3Ph/cCSAus/UL | https://www.zoellerpumps.com/en-us/products/sewage-pumps/commercial/280-series | EA | 1625 |  | 53514022570 | 84 | LB | 21.25 | 11.75 | 14.75 | 12 Months | YES
384-0008 | F284 3F/230V/3Ph/cCSAus/(284-0011) | F284 3F/230V/3Ph/cCSAus/UL | https://www.zoellerpumps.com/en-us/products/sewage-pumps/commercial/280-series | EA | 1625 |  | 53514022587 | 84 | LB | 21.25 | 11.75 | 14.75 | 12 Months | YES
384-0009 | E284 3F/25'Cd/230V/1Ph/cCSAus/(284-0028) | E284 3F/25'Cd/230V/1Ph/cCSAus/UL | https://www.zoellerpumps.com/en-us/products/sewage-pumps/commercial/280-series | EA | 1610 |  | 53514022594 | 86 | LB | 21.25 | 11.75 | 14.75 | 12 Months | YES
384-0010 | G284 3F/25'Cd/460V/3Ph/cCSAus/(284-0020) | G284 3F/25'Cd/460V/3Ph/cCSAus/UL | https://www.zoellerpumps.com/en-us/products/sewage-pumps/commercial/280-series | EA | 1730 |  | 53514022600 | 86 | LB | 21.25 | 11.75 | 14.75 | 12 Months | YES
384-0011 | D284 3F/25'Cd/230V/1Ph/cCSAus/(284-0021) | D284 3F/25'Cd/230V/1Ph/cCSAus/UL | https://www.zoellerpumps.com/en-us/products/sewage-pumps/commercial/280-series | EA | 1748 |  | 53514022617 | 87 | LB | 21.25 | 11.75 | 14.75 | 36 Months | YES
384-0012 | J284 3F/25'Cd/200-208V/3Ph/cCSAus | J284 3F/25'Cd/200-208V/3Ph/cCSAus/UL/ | https://www.zoellerpumps.com/en-us/products/sewage-pumps/commercial/280-series | EA | 1730 |  | 53514022624 | 86 | LB | 21.25 | 11.75 | 14.75 | 12 Months | YES
384-0013 | I284 3F/200-208V/1Ph/cCSAus/(284-0010) | I284 3F/200-208V/1Ph/cCSAus | https://www.zoellerpumps.com/en-us/products/sewage-pumps/commercial/280-series | EA | 1550 |  | 53514022631 | 84 | LB | 21.25 | 11.75 | 14.75 | 12 Months | YES
384-0014 | H284 3F/200-208V/1Ph/cCSAus/(284-0009) | H284 3F/200-208V/1Ph/cCSAus | https://www.zoellerpumps.com/en-us/products/sewage-pumps/commercial/280-series | EA | 1688 |  | 53514022648 | 85 | LB | 21.25 | 11.75 | 14.75 | 12 Months | YES
384-0015 | D284 3F/15'Cd/230V/1Ph/cCSAus | D284 3F/15'Cd/230V/1Ph/cCSAus/UL | https://www.zoellerpumps.com/en-us/products/sewage-pumps/commercial/280-series | EA | 1668 |  | 53514022655 | 85 | LB | 21.25 | 11.75 | 14.75 | 36 Months | YES
384-0016 | D284 3F/35'Cd/230V/1Ph/cCSAus | D284 3F/35'Cd/230V/1Ph/cCSAus/UL | https://www.zoellerpumps.com/en-us/products/sewage-pumps/commercial/280-series | EA | 1758 |  | 53514022662 | 90 | LB | 21.25 | 11.75 | 14.75 | 36 Months | YES
384-0017 | D284 3F/50'Cd/230V/1Ph/cCSAus | D284 3F/50'Cd/230V/1Ph/cCSAus/UL | https://www.zoellerpumps.com/en-us/products/sewage-pumps/commercial/280-series | EA | 1793 |  | 53514022679 | 94 | LB | 21.25 | 11.75 | 14.75 | 36 Months | YES
384-0019 | F284 3F/25'Cd/230V/3Ph/cCSAus | F284 3F/25'Cd/230V/3Ph/cCSAus/UL | https://www.zoellerpumps.com/en-us/products/sewage-pumps/commercial/280-series | EA | 1730 |  | 53514022693 | 86 | LB | 21.25 | 11.75 | 14.75 | 12 Months | YES
384-0020 | G284 3F/35'Cd/460V/3Ph/cCSAus | G284 3F/35'Cd/460V/3Ph/cCSAus/UL | https://www.zoellerpumps.com/en-us/products/sewage-pumps/commercial/280-series | EA | 1740 |  | 53514022709 | 89 | LB | 21.25 | 11.75 | 14.75 | 12 Months | YES
384-0021 | I284 3F/35'Cd/200-208V/1Ph/cCSAus | I284 3F/35'Cd/200-208V/1Ph/cCSAus | https://www.zoellerpumps.com/en-us/products/sewage-pumps/commercial/280-series | EA | 1665 |  | 53514022716 | 89 | LB | 21.25 | 11.75 | 14.75 | 12 Months | YES
384-0022 | I284 3F/25'Cd/200-208V/1Ph/cCSAus | I284 3F/25'Cd/200-208V/1Ph/cCSAus | https://www.zoellerpumps.com/en-us/products/sewage-pumps/commercial/280-series | EA | 1655 |  | 53514022723 | 86 | LB | 21.25 | 11.75 | 14.75 | 12 Months | YES
384-0024 | J284 3F/35'Cd/200-208V/3Ph/cCSAus | J284 3F/35'Cd/200-208V/3Ph/cCSAus/UL | https://www.zoellerpumps.com/en-us/products/sewage-pumps/commercial/280-series | EA | 1740 |  | 53514022747 | 89 | LB | 21.25 | 11.75 | 14.75 | 12 Months | YES
384-0025 | H284 3F/25'Cd/200-208V/1Ph/cCSAus | H284 3F/25'Cd/200-208V/1Ph/cCSAus | https://www.zoellerpumps.com/en-us/products/sewage-pumps/commercial/280-series | EA | 1793 |  | 53514022754 | 87 | LB | 21.25 | 11.75 | 14.75 | 12 Months | YES
384-0026 | E284 3F/50'Cd/230V/1Ph/cCSAus | E284 3F/50'Cd/230V/1Ph/cCSAus/UL | https://www.zoellerpumps.com/en-us/products/sewage-pumps/commercial/280-series | EA | 1655 |  | 53514022761 | 93 | LB | 21.25 | 11.75 | 14.75 | 12 Months | YES
384-0027 | J284 3F/50'Cd/200-208V/3Ph/cCSAus/(284-0060) | J284 3F/50'Cd/200-208V/3Ph/cCSAus/UL | https://www.zoellerpumps.com/en-us/products/sewage-pumps/commercial/280-series | EA | 1775 |  | 53514022778 | 93 | LB | 21.25 | 11.75 | 14.75 | 12 Months | YES
384-0028 | H284 3F/15'Cd/200-208V/1Ph/cCSAus | H284 3F/15'Cd/200-208V/1Ph/cCSAus | https://www.zoellerpumps.com/en-us/products/sewage-pumps/commercial/280-series | EA | 1713 |  | 53514022785 | 85 | LB | 21.25 | 11.75 | 14.75 | 12 Months | YES
384-0029 | F284 3F/35'Cd/230V/3Ph/cCSAus | F284 3F/35'Cd/230V/3Ph/cCSAus/UL | https://www.zoellerpumps.com/en-us/products/sewage-pumps/commercial/280-series | EA | 1740 |  | 53514027520 | 89 | LB | 21.25 | 11.75 | 14.75 | 12 Months | YES
384-0031 | E284 3F/230V/1Ph/cCSAus/Wo Plug | E284 3F/230V/1Ph/cCSAus/Wo Plug | https://www.zoellerpumps.com/en-us/products/sewage-pumps/commercial/280-series | EA | 1505 |  | 53514039448 | 84 | LB | 21.25 | 11.75 | 14.75 | 12 Months | YES
384-0032 | BE284 3F/230V/1Ph/15' Pb/cCSAus/(284-0037) | BE284 3F/230V/1Ph/15' Pb/cCSAus/UL | https://www.zoellerpumps.com/en-us/products/sewage-pumps/commercial/280-series | EA | 1548 |  | 53514041274 | 86 | LB | 21.25 | 11.75 | 14.75 | 12 Months | YES
384-0035 | G284 3F/50'Cd/460V/3Ph/cCSAus | G284 3F/50'Cd/460V/3Ph/cCSAus/UL | https://www.zoellerpumps.com/en-us/products/sewage-pumps/commercial/280-series | EA | 1775 |  | 53514089450 | 93 | LB | 21.25 | 11.75 | 14.75 | 12 Months | YES
384-0039 | CF284 3F/230V/3Ph/Auto | CF284 3F/230V/3Ph/UL/Auto | https://www.zoellerpumps.com/en-us/products/sewage-pumps/commercial/280-series | EA | 2161 |  | 53514121358 | 84 | 1 | 21.25 | 11.75 | 14.75 | 12 Months | YES
384-0040 | F284 3F/50'Cd/230V/3Ph/cCSAus | F284 3F/50'Cd/230V/3Ph/cCSAus/UL | https://www.zoellerpumps.com/en-us/products/sewage-pumps/commercial/280-series | EA | 1775 |  | 53514123918 | 93 | LB | 21.25 | 11.75 | 14.75 | 12 Months | YES
384-0041 | I284 3F/50'Cd/200-208V/1Ph/cCSAus | I284 3F/50'Cd/200-208V/1Ph/cCSAus | https://www.zoellerpumps.com/en-us/products/sewage-pumps/commercial/280-series | EA | 1700 |  | 53514127886 | 93 | LB | 21.25 | 11.75 | 14.75 | 12 Months | YES
384-0042 | JX284 3F/200-208V/3Ph/Ex Pr | JX284 3F/200-208V/3Ph/Ex Pr/FM/CSA | https://www.zoellerpumps.com/en-us/products/sewage-pumps/commercial/280-series | EA | 3458 |  | 53514136895 | 128 | LB | 32 | 12 | 15 | 12 Months | NO
384-0043 | IX284 3F/200-208V/1Ph/Expr | IX284 3F/200-208V/1Ph/Expr/FM/CSA | https://www.zoellerpumps.com/en-us/products/sewage-pumps/commercial/280-series | EA | 3383 |  | 53514141233 | 127 | LB | 32 | 12 | 15 | 12 Months | NO
384-0044 | FX284 3F/230V/3Ph/Ex Pr | FX284 3F/230V/3Ph/Ex Pr/FM/CSA | https://www.zoellerpumps.com/en-us/products/sewage-pumps/commercial/280-series | EA | 3458 |  | 53514145422 | 129 | LB | 32 | 12 | 15 | 12 Months | NO
384-0045 | EX284 3F/230V/1Ph/Ex Pr | EX284 3F/230V/1Ph/Ex Pr/FM/CSA | https://www.zoellerpumps.com/en-us/products/sewage-pumps/commercial/280-series | EA | 3338 |  | 53514150136 | 128 | LB | 32 | 12 | 15 | 12 Months | NO
384-0046 | GX284 3F/460V/3Ph/Ex Pr | GX284 3F/460V/3Ph/Ex Pr/FM/CSA | https://www.zoellerpumps.com/en-us/products/sewage-pumps/commercial/280-series | EA | 3458 |  | 53514154189 | 129 | LB | 32 | 12 | 15 | 12 Months | NO
384-0047 | JX284 3F/50'Cd/200-208V/3Ph/Ex Pr | JX284 3F/50'Cd/200-208V/3Ph/Ex Pr/FM/CSA | https://www.zoellerpumps.com/en-us/products/sewage-pumps/commercial/280-series | EA | 3608 |  | 53514186364 | 131 | LB | 32 | 12 | 15 | 12 Months | NO
384-0048 | IX284 3F/35'Cd/200-208V/1Ph/Ex Pr | IX284 3F/35'Cd/200-208V/1Ph/Ex Pr/FM/CSA | https://www.zoellerpumps.com/en-us/products/sewage-pumps/commercial/280-series | EA | 4592 |  | 53514256487 | 127 | LB | 32 | 12 | 15 | 12 Months | NO
384-0049 | EX284 3F/25'Cd/230V/1Ph/Ex Pr | EX284 3F/25'Cd/230V/1Ph/Ex Pr/FM/CSA | https://www.zoellerpumps.com/en-us/products/sewage-pumps/commercial/280-series | EA | 3563 |  | 53514257064 | 128 | LB | 32 | 12 | 15 | 12 Months | NO
384-0050 | CF284 3F/25'Cd/230V/3Ph/Auto | CF284 3F/25'Cd/230V/3Ph/UL/Auto/ | https://www.zoellerpumps.com/en-us/products/sewage-pumps/commercial/280-series | EA | 2266 |  | 53514261160 | 85 | LB | 21.25 | 11.75 | 14.75 | 12 Months | YES
384-0051 | EX284 3F/35'Cd/230V/1Ph/Ex Pr | EX284 3F/35'Cd/230V/1Ph/Ex Pr/FM/CSA | https://www.zoellerpumps.com/en-us/products/sewage-pumps/commercial/280-series | EA | 3453 |  | 53514322779 | 129 | LB | 32 | 12 | 15 | 12 Months | NO
384-0054 | GX284 3F/25'Cd/460V/3Ph/Ex Pr | GX284 3F/25'Cd/460V/3Ph/Ex Pr/FM/CSA | https://www.zoellerpumps.com/en-us/products/sewage-pumps/commercial/280-series | EA | 3563 |  | 53514341619 | 125 | LB | 32 | 12 | 15 | 12 Months | NO
384-0055 | BA284 3F/575V/3Ph/60Hz/1Hp/cCSAus | BA284 3F/575V/3Ph/60Hz/1Hp/cCSAus | https://www.zoellerpumps.com/en-us/products/sewage-pumps/commercial/280-series | EA | 1675 |  | 53514351373 | 84 | LB | 21.25 | 11.75 | 14.75 | 12 Months | YES
384-0057 | BA284 3F/50'Cd/575V/3Ph/60Hz/1Hp/cCSAus | BA284 3F/50'Cd/575V/3Ph/60Hz/1Hp/cCSAus | https://www.zoellerpumps.com/en-us/products/sewage-pumps/commercial/280-series | EA | 1825 |  | 53514359447 | 84 | LB | 21.25 | 11.75 | 14.75 | 12 Months | YES
384-0058 | GX284 3F/50'Cd/460V/3Ph/Ex Pr | GX284 3F/50'Cd/460V/3Ph/Ex Pr/FM/CSA | https://www.zoellerpumps.com/en-us/products/sewage-pumps/commercial/280-series | EA | 3608 |  | 53514363246 | 125 | LB | 32 | 12 | 15 | 12 Months | NO
384-0059 | H284 3F/50'Cd/200-208V/1Ph/cCSAus | H284 3F/50'Cd/200-208V/1Ph/cCSAus | https://www.zoellerpumps.com/en-us/products/sewage-pumps/commercial/280-series | EA | 1838 |  | 53514363338 | 94 | LB | 21.25 | 11.75 | 14.75 | 12 Months | YES
384-0060 | EX284 3F/50'Cd/230V/1Ph/Ex Pr | EX284 3F/50'Cd/230V/1Ph/Ex Pr/FM/CSA | https://www.zoellerpumps.com/en-us/products/sewage-pumps/commercial/280-series | EA | 3548 |  | 53514364694 | 129 | LB | 32 | 12 | 15 | 12 Months | NO
384-0061 | BAX284 3F/50'Cd/575V/3Ph/Ex Pr | BAX284 3F/50'Cd/575V/3Ph/Ex Pr | https://www.zoellerpumps.com/en-us/products/sewage-pumps/commercial/280-series | EA | 3658 |  | 53514365103 | 127 | LB | 32 | 12 | 15 | 12 Months | NO
384-0062 | BA284 3F/35'Cd/575V/3Ph/60Hz/1Hp/cCSAus | BA284 3F/35'Cd/575V/3Ph/60Hz/1Hp/cCSAus | https://www.zoellerpumps.com/en-us/products/sewage-pumps/commercial/280-series | EA | 1790 |  | 53514367886 | 84 | LB | 21.25 | 11.75 | 14.75 | 12 Months | YES
384-0064 | IX284 3F/50'Cd/200-208V/1Ph/Ex Pr | IX284 3F/50'Cd/200-208V/1Ph/Ex Pr/FM/CSA | https://www.zoellerpumps.com/en-us/products/sewage-pumps/commercial/280-series | EA | 3533 |  | 53514388010 | 133 | LB | 32 | 12 | 15 | 12 Months | NO
384-0065 | HX284 3F/25'Cd/200-208V/1Ph/Ex Pr | HX284 3F/25'Cd/200-208V/1Ph/Ex Pr/FM/CSA | https://www.zoellerpumps.com/en-us/products/sewage-pumps/commercial/280-series | EA | 4582 |  | 53514389017 | 124 | LB | 32 | 12 | 15 | 12 Months | NO
384-0066 | FX284 3F/50'Cd/230V/3Ph/Ex Pr | FX284 3F/50'Cd/230V/3Ph/Ex Pr/FM/CSA | https://www.zoellerpumps.com/en-us/products/sewage-pumps/commercial/280-series | EA | 3608 |  | 53514398088 | 129 | LB | 32 | 12 | 15 | 12 Months | NO
384-0068 | HX284 3F/50'Cd/200-208V/1Ph/Ex Pr | HX284 3F/50'Cd/200-208V/1Ph/Ex Pr | https://www.zoellerpumps.com/en-us/products/sewage-pumps/commercial/280-series | EA | 4627 |  | 53514471422 | 124 | LB | 32 | 12 | 15 | 12 Months | NO
384-0069 | HX284 3F/200-208V/1Ph/Ex Pr |  |  | EA | 4492 |  | 53514493455 | 122 | LB | 32 | 12 | 15 | 12 Months | YES
385-0003 | D185 3F/230V/1Ph/cCSAus/(185-0003) | D185 3F/230V/1Ph/cCSAus/UL/(185-0003) | https://www.zoellerpumps.com/en-us/products/sump-effluent-pumps/commercial/180-190-series | EA | 1819 |  | 53514022792 | 89 | LB | 21.25 | 11.75 | 14.75 | 36 Months | YES
385-0004 | E185 3F/230V/1Ph/cCSAus/(185-0004) | E185 3F/230V/1Ph/cCSAus/UL/(185-0004) | https://www.zoellerpumps.com/en-us/products/sump-effluent-pumps/commercial/180-190-series | EA | 1676 |  | 53514022808 | 88 | LB | 21.25 | 11.75 | 14.75 | 12 Months | YES
385-0005 | G185 3F/460V/3Ph/cCSAus/(185-0005) | G185 3F/460V/3Ph/cCSAus/UL/(185-0005) | https://www.zoellerpumps.com/en-us/products/sump-effluent-pumps/commercial/180-190-series | EA | 1796 |  | 53514022815 | 88 | LB | 21.25 | 11.75 | 14.75 | 12 Months | YES
385-0006 | F185 3F/230V/3Ph/cCSAus/(185-0006) | F185 3F/230V/3Ph/cCSAus/UL/(185-0006) | https://www.zoellerpumps.com/en-us/products/sump-effluent-pumps/commercial/180-190-series | EA | 1796 |  | 53514022822 | 88 | LB | 21.25 | 11.75 | 14.75 | 12 Months | YES
385-0007 | J185 3F/200-208V/3Ph/cCSAus/(185-0008) | J185 3F/200-208V/3Ph/cCSAus/UL/(185-0008) | https://www.zoellerpumps.com/en-us/products/sump-effluent-pumps/commercial/180-190-series | EA | 1796 |  | 53514022839 | 88 | LB | 21.25 | 11.75 | 14.75 | 12 Months | YES
385-0008 | BA185 3F/575V/3Ph/cCSAus (185-0011) | BA185 3F/575V/3Ph/cCSAus (185-0011) | https://www.zoellerpumps.com/en-us/products/sump-effluent-pumps/commercial/180-190-series | EA | 1846 |  | 53514030704 | 88 | LB | 21.25 | 11.75 | 14.75 | 12 Months | YES
385-0009 | E185 3F/230V/1Ph/cCSAus/(185-0012) | E185 3F/230V/1Ph/cCSAus/(185-0012) | https://www.zoellerpumps.com/en-us/products/sump-effluent-pumps/commercial/180-190-series | EA | 1676 |  | 53514045135 | 88 | LB | 21.25 | 11.75 | 14.75 | 12 Months | YES
385-0010 | H185 3F/200-208V/1Ph/(185-0013) | H185 3F/200-208V/1Ph/(185-0013) | https://www.zoellerpumps.com/en-us/products/sump-effluent-pumps/commercial/180-190-series | EA | 1864 |  | 53514058463 | 85 | LB | 21.25 | 11.75 | 14.75 | 12 Months | YES
385-0012 | G185 3F/50'Cd/460V/3Ph/cCSAus/(185-0030) | G185 3F/50'Cd/460V/3Ph/cCSAus/UL/(185-0030) | https://www.zoellerpumps.com/en-us/products/sump-effluent-pumps/commercial/180-190-series | EA | 1946 |  | 53514120726 | 93 | LB | 21.25 | 11.75 | 14.75 | 12 Months | YES
385-0013 | E185 3F/50'Cd/230V/1Ph/cCSAus/(185-0031) | E185 3F/50'Cd/230V/1Ph/cCSAus/UL/(185-0031) | https://www.zoellerpumps.com/en-us/products/sump-effluent-pumps/commercial/180-190-series | EA | 1826 |  | 53514148584 | 91 | LB | 21.25 | 11.75 | 14.75 | 12 Months | YES
385-0014 | E185 3F/25'Cd/230V/1Ph/cCSAus/(185-0023) | E185 3F/25'Cd/230V/1Ph/cCSAus/UL/(185-0023) | https://www.zoellerpumps.com/en-us/products/sump-effluent-pumps/commercial/180-190-series | EA | 1781 |  | 53514189709 | 89 | LB | 21.25 | 11.75 | 14.75 | 12 Months | YES
385-0015 | IX185 3F/35'Cd/200-208V/1Ph/(185-0042) | IX185 3F/35'Cd/200-208V/1Ph/FM/CSA/(185-0042) | https://www.zoellerpumps.com/en-us/products/sump-effluent-pumps/commercial/180-190-series | EA | 3398 |  | 53514211363 | 124 | LB | 24.75 | 12 | 14.75 | 12 Months | NO
385-0016 | J185 3F/50'Cd/200-208V/3Ph/cCSAus/(185-0014) | J185 3F/50'Cd/200-208V/3Ph/cCSAus/UL/(185-0014) | https://www.zoellerpumps.com/en-us/products/sump-effluent-pumps/commercial/180-190-series | EA | 1946 |  | 53514253813 | 88 | LB | 21.25 | 11.75 | 14.75 | 12 Months | YES
385-0017 | JX185 3F/35'Cd/200V/3Ph/Ex Pr/(185-0032) | JX185 3F/35'Cd/200V/3Ph/Ex Pr/FM/CSA/(185-0032) | https://www.zoellerpumps.com/en-us/products/sump-effluent-pumps/commercial/180-190-series | EA | 3473 |  | 53514307554 | 124 | LB | 24.75 | 12 | 14.75 | 12 Months | NO
385-0018 | E185 3F/35'Cd/230V/1Ph/cCSAus/(185-0035) | E185 3F/35'Cd/230V/1Ph/cCSAus/UL/(185-0035) | https://www.zoellerpumps.com/en-us/products/sump-effluent-pumps/commercial/180-190-series | EA | 1791 |  | 53514359058 | 89 | LB | 21.25 | 11.75 | 14.75 | 12 Months | YES
385-0019 | EX185 3F/50'Cd/230V/1Ph/Ex Pr/(185-0058) | EX185 3F/50'Cd/230V/1Ph/Ex Pr/(185-0058) | https://www.zoellerpumps.com/en-us/products/sump-effluent-pumps/commercial/180-190-series | EA | 3388 |  | 53514481919 | 124 | LB | 24.75 | 12 | 14.75 | 12 Months | NO
386-0003 | D186 3F/230V/1Ph/cCSAus/(186-0003) | D186 3F/230V/1Ph/cCSAus/(186-0003) | https://www.zoellerpumps.com/en-us/products/sump-effluent-pumps/commercial/180-190-series | EA | 2046 |  | 53514026684 | 91 | LB | 21.25 | 11.75 | 14.75 | 36 Months | YES
386-0004 | E186 3F/230V/1Ph/CSA/(186-0004) | E186 3F/230V/1Ph/CSA/(186-0004) | https://www.zoellerpumps.com/en-us/products/sump-effluent-pumps/commercial/180-190-series | EA | 1889 |  | 53514026691 | 90 | LB | 21.25 | 11.75 | 14.75 | 12 Months | YES
386-0005 | F186 3F/230V/3Ph/cCSAus/(186-0005) | F186 3F/230V/3Ph/cCSAus/(186-0005) | https://www.zoellerpumps.com/en-us/products/sump-effluent-pumps/commercial/180-190-series | EA | 2009 |  | 53514026707 | 90 | LB | 21.25 | 11.75 | 14.75 | 12 Months | YES
386-0006 | G186 3F/460V/3Ph/cCSAus/(186-0006) | G186 3F/460V/3Ph/cCSAus/(186-0006) | https://www.zoellerpumps.com/en-us/products/sump-effluent-pumps/commercial/180-190-series | EA | 2009 |  | 53514026714 | 90 | LB | 21.25 | 11.75 | 14.75 | 12 Months | YES
386-0007 | H186 3F/200-208V/1Ph/cCSAus/(186-0007) | H186 3F/200-208V/1Ph/cCSAus/(186-0007) | https://www.zoellerpumps.com/en-us/products/sump-effluent-pumps/commercial/180-190-series | EA | 2091 |  | 53514026721 | 91 | LB | 21.25 | 11.75 | 14.75 | 12 Months | YES
386-0008 | I186 3F/200-208V/1Ph/cCSAus/(186-0008) | I186 3F/200-208V/1Ph/cCSAus/(186-0008) | https://www.zoellerpumps.com/en-us/products/sump-effluent-pumps/commercial/180-190-series | EA | 1934 |  | 53514026738 | 90 | LB | 21.25 | 11.75 | 14.75 | 12 Months | YES
386-0009 | J186 3F/200-208V/3Ph/cCSAus/(186-0009) | J186 3F/200-208V/3Ph/cCSAus/(186-0009) | https://www.zoellerpumps.com/en-us/products/sump-effluent-pumps/commercial/180-190-series | EA | 2009 |  | 53514026745 | 90 | LB | 21.25 | 11.75 | 14.75 | 12 Months | YES
386-0010 | D186 3F/50'Cd/230V/1Ph/cCSAus/(186-0011) | D186 3F/50'Cd/230V/1Ph/cCSAus/(186-0011) | https://www.zoellerpumps.com/en-us/products/sump-effluent-pumps/commercial/180-190-series | EA | 2196 |  | 53514057954 | 100 | LB | 21.25 | 11.75 | 14.75 | 36 Months | YES
386-0011 | F186 3F/50'Cd/230V/3Ph/cCSAus/(186-0057) | F186 3F/50'Cd/230V/3Ph/cCSAus/(186-0057) | https://www.zoellerpumps.com/en-us/products/sump-effluent-pumps/commercial/180-190-series | EA | 2159 |  | 53514339272 | 90 | LB | 21.25 | 11.75 | 14.75 | 12 Months | YES
386-0012 | G186 3F/25'Cd/460V/3Ph/cCSAus/(186-0028) | G186 3F/25'Cd/460V/3Ph/cCSAus/(186-0028) | https://www.zoellerpumps.com/en-us/products/sump-effluent-pumps/commercial/180-190-series | EA | 2114 |  | 53514342234 | 92 | LB | 21.25 | 11.75 | 14.75 | 12 Months | YES
386-0013 | JX186 3F/200V/3Ph/Ex Pr/(186-0015) | JX186 3F/200V/3Ph/Ex Pr/(186-0015) | https://www.zoellerpumps.com/en-us/products/sump-effluent-pumps/commercial/180-190-series | EA | 3609 |  | 53514481995 | 126 | LB | 32 | 12 | 15 | 12 Months | NO
388-0003 | D188 3F/230V/1Ph/cCSAus/(188-0003) | D188 3F/230V/1Ph/cCSAus/UL/(188-0003) | https://www.zoellerpumps.com/en-us/products/sump-effluent-pumps/commercial/180-190-series | EA | 2045 |  | 53514022846 | 94 | LB | 21.25 | 11.75 | 14.75 | 36 Months | YES
388-0004 | E188 3F/230V/1Ph/CSA/(188-0004) | E188 3F/230V/1Ph/CSA/(188-0004) | https://www.zoellerpumps.com/en-us/products/sump-effluent-pumps/commercial/180-190-series | EA | 1889 |  | 53514022853 | 93 | LB | 21.25 | 11.75 | 14.75 | 12 Months | YES
388-0005 | G188 3F/460V/3Ph/cCSAus/(188-0006) | G188 3F/460V/3Ph/cCSAus/UL/(188-0006) | https://www.zoellerpumps.com/en-us/products/sump-effluent-pumps/commercial/180-190-series | EA | 2009 |  | 53514022860 | 93 | LB | 21.25 | 11.75 | 14.75 | 12 Months | YES
388-0006 | F188 3F/230V/3Ph/cCSAus/(188-0005) | F188 3F/230V/3Ph/cCSAus/UL/(188-0005) | https://www.zoellerpumps.com/en-us/products/sump-effluent-pumps/commercial/180-190-series | EA | 2009 |  | 53514030353 | 93 | LB | 21.25 | 11.75 | 14.75 | 12 Months | YES
388-0007 | BA188 3F/575V/3Ph/cCSAus (188-0015) | BA188 3F/575V/3Ph/cCSAus (188-0015) | https://www.zoellerpumps.com/en-us/products/sump-effluent-pumps/commercial/180-190-series | EA | 2059 |  | 53514030711 | 93 | LB | 21.25 | 11.75 | 14.75 | 12 Months | YES
388-0008 | F188 3F/50'Cd/230V/3Ph/cCSAus/(188-0016) | F188 3F/50'Cd/230V/3Ph/cCSAus/UL/(188-0016) | https://www.zoellerpumps.com/en-us/products/sump-effluent-pumps/commercial/180-190-series | EA | 2159 |  | 53514031985 | 93 | LB | 21.25 | 11.75 | 14.75 | 12 Months | YES
388-0009 | E188 3F/230V/1Ph/CSA/(188-0017) | E188 3F/230V/1Ph/CSA/(188-0017) | https://www.zoellerpumps.com/en-us/products/sump-effluent-pumps/commercial/180-190-series | EA | 1889 |  | 53514033439 | 93 | LB | 21.25 | 11.75 | 14.75 | 12 Months | YES
388-0010 | J188 3F/200-208V/3Ph/cCSAus/(188-0008) | J188 3F/200-208V/3Ph/cCSAus/UL/(188-0008) | https://www.zoellerpumps.com/en-us/products/sump-effluent-pumps/commercial/180-190-series | EA | 2009 |  | 53514037277 | 93 | LB | 21.25 | 11.75 | 14.75 | 12 Months | YES
388-0011 | I188 3F/200-208V/1Ph/cCSAus/(188-0007) | I188 3F/200-208V/1Ph/cCSAus/(188-0007) | https://www.zoellerpumps.com/en-us/products/sump-effluent-pumps/commercial/180-190-series | EA | 1934 |  | 53514043186 | 93 | LB | 21.25 | 11.75 | 14.75 | 12 Months | YES
388-0012 | J188 3F/25'Cd/200-208V/3Ph/cCSAus/(188-0021) | J188 3F/25'Cd/200-208V/3Ph/cCSAus/UL/(188-0021) | https://www.zoellerpumps.com/en-us/products/sump-effluent-pumps/commercial/180-190-series | EA | 2114 |  | 53514052676 | 96 | LB | 21.25 | 11.75 | 14.75 | 12 Months | YES
388-0013 | H188 3F/200-208V/1Ph/cCSAus/(188-0019) | H188 3F/200-208V/1Ph/cCSAus/(188-0019) | https://www.zoellerpumps.com/en-us/products/sump-effluent-pumps/commercial/180-190-series | EA | 2090 |  | 53514058609 | 90 | LB | 21.25 | 11.75 | 14.75 | 12 Months | YES
388-0014 | BE188 3F/230V/1Ph/Pb20'/cCSAus/(188-0004) | BE188 3F/230V/1Ph/Pb20'/cCSAus/(188-0004) | https://www.zoellerpumps.com/en-us/products/sump-effluent-pumps/commercial/180-190-series | EA | 1968 |  | 53514100810 | 95 | LB | 21.25 | 11.75 | 14.75 | 12 Months | YES
388-0015 | D188 3F/35'Cd/230V/1Ph/cCSAus/(188-0036) | D188 3F/35'Cd/230V/1Ph/cCSAus/UL(188-0036) | https://www.zoellerpumps.com/en-us/products/sump-effluent-pumps/commercial/180-190-series | EA | 2160 |  | 53514120139 | 98 | LB | 21.25 | 11.75 | 14.75 | 36 Months | YES
388-0016 | EX188 3F/230V/1Ph/Ex Pr/(188-0028) | EX188 3F/230V/1Ph/Ex Pr/FM/CSA/(188-0028) | https://www.zoellerpumps.com/en-us/products/sump-effluent-pumps/commercial/180-190-series | EA | 3500 |  | 53514141240 | 128 | LB | 32 | 12 | 15 | 12 Months | NO
388-0017 | J188 3F/50'Cd/200-208V/3Ph/cCSAus/(188-0041) | J188 3F/50'Cd/200-208V/3Ph/cCSAus/UL/(188-0041) | https://www.zoellerpumps.com/en-us/products/sump-effluent-pumps/commercial/180-190-series | EA | 2159 |  | 53514142100 | 96 | LB | 21.25 | 11.75 | 14.75 | 12 Months | YES
388-0018 | E188 3F/50'Cd/230V/1Ph/CSA/(188-0035) | E188 3F/50'Cd/230V/1Ph/CSA/(188-0035) | https://www.zoellerpumps.com/en-us/products/sump-effluent-pumps/commercial/180-190-series | EA | 2039 |  | 53514148560 | 96 | LB | 21.25 | 11.75 | 14.75 | 12 Months | YES
388-0019 | GX188 3F/25'Cd/460V/3Ph/Ex Pr/(188-0047) | GX188 3F/25'Cd/460V/3Ph/Ex Pr/ FM/CSA/(188-0047) | https://www.zoellerpumps.com/en-us/products/sump-effluent-pumps/commercial/180-190-series | EA | 3725 |  | 53514200275 | 128 | LB | 32 | 12 | 15 | 12 Months | NO
388-0020 | GX188 3F/35'Cd/460V/3Ph/Ex Pr/(188-0040) | GX188 3F/35'Cd/460V/3Ph/Ex Pr/FM/CSA/(188-0040) | https://www.zoellerpumps.com/en-us/products/sump-effluent-pumps/commercial/180-190-series | EA | 3735 |  | 53514200510 | 129 | LB | 32 | 12 | 15 | 12 Months | NO
388-0021 | E188 3F/35'Cd/230V/CSA/1Ph/(188-0026) | E188 3F/35'Cd/230V/CSA/1Ph/(188-0026) | https://www.zoellerpumps.com/en-us/products/sump-effluent-pumps/commercial/180-190-series | EA | 2004 |  | 53514203054 | 95 | LB | 21.25 | 11.75 | 14.75 | 12 Months | YES
388-0022 | G188 3F/50'Cd/460V/3Ph/cCSAus/(188-0051) | G188 3F/50'Cd/460V/3Ph/cCSAus/UL/(188-0051) | https://www.zoellerpumps.com/en-us/products/sump-effluent-pumps/commercial/180-190-series | EA | 2159 |  | 53514211899 | 94 | LB | 21.25 | 11.75 | 14.75 | 12 Months | YES
388-0023 | E188 3F/25'Cd/230V/1Ph/CSA/(188-0020) | E188 3F/25'Cd/230V/1Ph/CSA/(188-0020) | https://www.zoellerpumps.com/en-us/products/sump-effluent-pumps/commercial/180-190-series | EA | 1994 |  | 53514265182 | 95 | LB | 21.25 | 11.75 | 14.75 | 12 Months | YES
388-0024 | JX188 3F/200-208V/3Ph/Ex Pr/(188-0029) | JX188 3F/200-208V/3Ph/Ex Pr/FM/CSA/(188-0029) | https://www.zoellerpumps.com/en-us/products/sump-effluent-pumps/commercial/180-190-series | EA | 3620 |  | 53514314965 | 128 | LB | 32 | 12 | 15 | 12 Months | NO
388-0025 | H188 3F/35'Cd/200-208V/1Ph/cCSAus/(188-0034) | H188 3F/35'Cd/200-208V/1Ph/cCSAus/(188-0034) | https://www.zoellerpumps.com/en-us/products/sump-effluent-pumps/commercial/180-190-series | EA | 2205 |  | 53514332501 | 90 | LB | 21.25 | 11.75 | 14.75 | 12 Months | YES
388-0027 | GX188 3F/460V/3Ph/Ex Pr/(188-0031) | GX188 3F/460V/3Ph/Ex Pr/ FM/CSA/(188-0031) | https://www.zoellerpumps.com/en-us/products/sump-effluent-pumps/commercial/180-190-series | EA | 3620 |  | 53514352936 | 129 | LB | 32 | 12 | 15 | 12 Months | NO
388-0028 | F188 3F/25'Cd/230V/3Ph/cCSAus/(188-0062) | F188 3F/25'Cd/230V/3Ph/cCSAus/UL/(188-0062) | https://www.zoellerpumps.com/en-us/products/sump-effluent-pumps/commercial/180-190-series | EA | 2114 |  | 53514401658 | 93 | LB | 21.25 | 11.75 | 14.75 | 12 Months | YES
388-0029 | I188 3F/50'Cd/200-208V/1Ph/cCSAus/(188-0033) |  |  | EA | 2084 |  | 53514493929 | 93 | LB | 21.25 | 11.75 | 14.75 | 12 Months | YES
389-0003 | D189 3F/230V/1Ph/CSA/(189-0003) | D189 3F/230V/1Ph/CSA/(189-0003) | https://www.zoellerpumps.com/en-us/products/sump-effluent-pumps/commercial/180-190-series | EA | 2130 |  | 53514022877 | 94 | LB | 21.25 | 11.75 | 14.75 | 36 Months | YES
389-0004 | E189 3F/230V/1Ph/CSA/(189-0004) | E189 3F/230V/1Ph/CSA/(189-0004) | https://www.zoellerpumps.com/en-us/products/sump-effluent-pumps/commercial/180-190-series | EA | 1993 |  | 53514022884 | 93 | LB | 21.25 | 11.75 | 14.75 | 12 Months | YES
389-0006 | F189 3F/230V/3Ph/cCSAus/(189-0008) | F189 3F/230V/3Ph/cCSAus/UL/(189-0008) | https://www.zoellerpumps.com/en-us/products/sump-effluent-pumps/commercial/180-190-series | EA | 2113 |  | 53514022907 | 93 | LB | 21.25 | 11.75 | 14.75 | 12 Months | YES
389-0007 | G189 3F/460V/3Ph/cCSAus/(189-0009) | G189 3F/460V/3Ph/cCSAus/UL/(189-0009) | https://www.zoellerpumps.com/en-us/products/sump-effluent-pumps/commercial/180-190-series | EA | 2113 |  | 53514022914 | 93 | LB | 21.25 | 11.75 | 14.75 | 12 Months | YES
389-0008 | J189 3F/200-208V/3Ph/cCSAus/(189-0010) | J189 3F/200-208V/3Ph/cCSAus/UL/(189-0010) | https://www.zoellerpumps.com/en-us/products/sump-effluent-pumps/commercial/180-190-series | EA | 2113 |  | 53514022921 | 93 | LB | 21.25 | 11.75 | 14.75 | 12 Months | YES
389-0009 | H189 3F/200-208V/1Ph/cCSAus/(189-0011) | H189 3F/200-208V/1Ph/cCSAus/(189-0011) | https://www.zoellerpumps.com/en-us/products/sump-effluent-pumps/commercial/180-190-series | EA | 2175 |  | 53514022938 | 94 | LB | 21.25 | 11.75 | 14.75 | 12 Months | YES
389-0010 | I189 3F/200-208V/1Ph/cCSAus/(189-0012) | I189 3F/200-208V/1Ph/cCSAus/(189-0012) | https://www.zoellerpumps.com/en-us/products/sump-effluent-pumps/commercial/180-190-series | EA | 2038 |  | 53514022945 | 93 | LB | 21.25 | 11.75 | 14.75 | 12 Months | YES
389-0011 | E189 3F/35'Cd/230V/1Ph/CSA/(189-0015) | E189 3F/35'Cd/230V/1Ph/CSA/(189-0015) | https://www.zoellerpumps.com/en-us/products/sump-effluent-pumps/commercial/180-190-series | EA | 2108 |  | 53514022952 | 98 | LB | 21.25 | 11.75 | 14.75 | 12 Months | YES
389-0012 | E189 3F/50'Cd/230V/1Ph/CSA/(189-0006) | E189 3F/50'Cd/230V/1Ph/CSA/(189-0006) | https://www.zoellerpumps.com/en-us/products/sump-effluent-pumps/commercial/180-190-series | EA | 2143 |  | 53514027483 | 102 | LB | 21.25 | 11.75 | 14.75 | 12 Months | YES
389-0013 | BA189 3F/575V/3Ph/cCSAus (189-0017) | BA189 3F/575V/3Ph/cCSAus (189-0017) | https://www.zoellerpumps.com/en-us/products/sump-effluent-pumps/commercial/180-190-series | EA | 2163 |  | 53514030728 | 93 | LB | 21.25 | 11.75 | 14.75 | 12 Months | YES
389-0014 | E189 3F/230V/1Ph/CSA/(189-0018) | E189 3F/230V/1Ph/CSA/(189-0018) | https://www.zoellerpumps.com/en-us/products/sump-effluent-pumps/commercial/180-190-series | EA | 1993 |  | 53514033446 | 93 | LB | 21.25 | 11.75 | 14.75 | 12 Months | YES
389-0015 | D189 3F/50'Cd/230V/1Ph/CSA/(189-0007) | D189 3F/50'Cd/230V/1Ph/CSA/(189-0007) | https://www.zoellerpumps.com/en-us/products/sump-effluent-pumps/commercial/180-190-series | EA | 2280 |  | 53514083069 | 103 | LB | 21.25 | 11.75 | 14.75 | 36 Months | YES
389-0016 | J189 3F/35'Cd/200-208V/3Ph/cCSAus/(189-0025) | J189 3F/35'Cd/200-208V/3Ph/cCSAus/UL/(189-0025) | https://www.zoellerpumps.com/en-us/products/sump-effluent-pumps/commercial/180-190-series | EA | 2228 |  | 53514086244 | 98 | LB | 21.25 | 11.75 | 14.75 | 12 Months | YES
389-0017 | G189 3F/50'Cd/460V/3Ph/cCSAus/(189-0024) | G189 3F/50'Cd/460V/3Ph/cCSAus/UL/(189-0024) | https://www.zoellerpumps.com/en-us/products/sump-effluent-pumps/commercial/180-190-series | EA | 2263 |  | 53514121877 | 101 | LB | 21.25 | 11.75 | 14.75 | 12 Months | YES
389-0018 | G189 3F/25'Cd/460V/3Ph/cCSAus/(189-0051) | G189 3F/25'Cd/460V/3Ph/cCSAus/UL/(189-0051) | https://www.zoellerpumps.com/en-us/products/sump-effluent-pumps/commercial/180-190-series | EA | 2218 |  | 53514299668 | 98 | LB | 21.25 | 11.75 | 14.75 | 12 Months | YES
389-0019 | GX189 3F/460V/3Ph/Ex Pr/(189-0034) | GX189 3F/460V/3Ph/Ex Pr/FM/CSA/(189-0034) | https://www.zoellerpumps.com/en-us/products/sump-effluent-pumps/commercial/180-190-series | EA | 3730 |  | 53514319670 | 129 | LB | 32 | 12 | 15 | 12 Months | NO
389-0020 | G189 3F/35'Cd/460V/3Ph/cCSAus/(189-0044) | G189 3F/35'Cd/460V/3Ph/cCSAus/UL/(189-0044) | https://www.zoellerpumps.com/en-us/products/sump-effluent-pumps/commercial/180-190-series | EA | 2228 |  | 53514360832 | 100 | LB | 21.25 | 11.75 | 14.75 | 12 Months | YES
389-0021 | GX189 3F/35'Cd/460V/3Ph/Ex Pr/(189-0058) | GX189 3F/35'Cd/460V/3Ph/Ex Pr/FM/CSA/(189-0058) | https://www.zoellerpumps.com/en-us/products/sump-effluent-pumps/commercial/180-190-series | EA | 3845 |  | 53514367848 | 129 | LB | 32 | 12 | 15 | 12 Months | NO
389-0022 | DX189 3F/230V/1Ph/Ex Pr/(189-0059) | DX189 3F/230V/1Ph/Ex Pr/FM/CSA/(189-0059) | https://www.zoellerpumps.com/en-us/products/sump-effluent-pumps/commercial/180-190-series | EA | 4910 |  | 53514367862 | 129 | LB | 32 | 12 | 15 | 12 Months | NO
389-0023 | J189 3F/50'Cd/200-208V/3Ph/cCSAus/(189-0056) | J189 3F/50'Cd/200-208V/3Ph/cCSAus/UL/(189-0056) | https://www.zoellerpumps.com/en-us/products/sump-effluent-pumps/commercial/180-190-series | EA | 2263 |  | 53514369903 | 98 | LB | 21.25 | 11.75 | 14.75 | 12 Months | YES
389-0024 | BA189 3F/35'Cd/575V/3Ph/cCSAus (189-0060) | BA189 3F/35'Cd/575V/3Ph/cCSAus (189-0060) | https://www.zoellerpumps.com/en-us/products/sump-effluent-pumps/commercial/180-190-series | EA | 2278 |  | 53514375355 | 93 | LB | 21.25 | 11.75 | 14.75 | 12 Months | YES
389-0025 | J189 3F/25'Cd/200-208V/3Ph/cCSAus/(189-0062) | J189 3F/25'Cd/200-208V/3Ph/cCSAus/UL/(189-0062) | https://www.zoellerpumps.com/en-us/products/sump-effluent-pumps/commercial/180-190-series | EA | 2218 |  | 53514411077 | 98 | LB | 21.25 | 11.75 | 14.75 | 12 Months | YES
389-0026 | IX189 3F/200-208V/1Ph/Ex Pr/(189-0030) | IX189 3F/200-208V/1Ph/Ex Pr/(189-0030) | https://www.zoellerpumps.com/en-us/products/sump-effluent-pumps/commercial/180-190-series | EA | 3655 |  | 53514450694 | 126 | LB | 32 | 12 | 15 | 12 Months | NO
389-0027 | WD189 3F/230V/1Ph/(189-0027) | WD189 3F/230V/1Ph/(189-0027) | https://www.zoellerpumps.com/en-us/products/sump-effluent-pumps/commercial/180-190-series | EA | 2187 |  | 53514454982 | 95 | LB | 21.25 | 11.75 | 14.75 | 12 Months | NO
39-0001 | Disconnect System 1.5" | Disconnect System 1.5" | https://www.zoellerpumps.com/en-us/products/accessories/rail-systems | EA | 210 |  | 53514022969 | 2 | LB | 5 | 3.5 | 4 | 12 Months | NO
39-0002 | Disconnect System 2" | Disconnect System 2" | https://www.zoellerpumps.com/en-us/products/accessories/rail-systems | EA | 256 |  | 53514022976 | 2.5 | LB | 5 | 3.5 | 4 | 12 Months | NO
39-0003 | Disconnect System,Rail &- 1.5" | Disconnect System,Rail &- 1.5" | https://www.zoellerpumps.com/en-us/products/accessories/rail-systems | EA | 772 |  | 53514022983 | 10.2 | LB | 18.5 | 3.5 | 8.5 | 12 Months | NO
39-0004 | Disconnect System,Rail &- 2" | Disconnect System,Rail &- 2" | https://www.zoellerpumps.com/en-us/products/accessories/rail-systems | EA | 765 |  | 53514022990 | 10.7 | LB | 18.5 | 3.5 | 8.5 | 12 Months | NO
39-0006 | Rod,Pull-Disconnect 2.5' | Rod,Pull-Disconnect 2.5' | https://www.zoellerpumps.com/en-us/products/accessories/rail-systems | EA | 140 |  | 53514023010 | 1 | LB | 10 | 5 | 8 | 12 Months | NO
39-0007 | Rod,Pull-Disconnect 3.5' | Rod,Pull-Disconnect 3.5' | https://www.zoellerpumps.com/en-us/products/accessories/rail-systems | EA | 173 |  | 53514023027 | 1.4 | LB | 10 | 5 | 8 | 12 Months | NO
39-0008 | Rod,Pull-Disconnect 4.5' | Rod,Pull-Disconnect 4.5' | https://www.zoellerpumps.com/en-us/products/accessories/rail-systems | EA | 214 |  | 53514023034 | 1.8 | LB | 18.5 | 3.5 | 8.5 | 12 Months | NO
39-0009 | Rod,Pull-Disconnect 5.5' | Rod,Pull-Disconnect 5.5' | https://www.zoellerpumps.com/en-us/products/accessories/rail-systems | EA | 244 |  | 53514023041 | 2.2 | LB | 1 | 5 | 66 | 12 Months | NO
39-0010 | Rod,Pull-Disconnect 8' | Rod,Pull-Disconnect 8' | https://www.zoellerpumps.com/en-us/products/accessories/rail-systems | EA | 280 |  | 53514025144 | 4 | LB | 10 | 5 | 8 | 12 Months | NO
39-0014 | Guide Rail Asm-Intmed SS 4" | Guide Rail Asm-Intmed SS 4" | https://www.zoellerpumps.com/en-us/products/accessories/rail-systems | EA | 598 |  | 53514034443 | 8 | LB | 21 | 9.5 | 12.75 | 12 Months | NO
39-0018 | Rod,Pull-Disconnect 7' | Rod,Pull-Disconnect 7' | https://www.zoellerpumps.com/en-us/products/accessories/rail-systems | EA | 263 |  | 53514042431 | 3.75 | LB | 10 | 5 | 8 | 12 Months | NO
39-0022 | Rail Intermediate Guide 1.5" | Rail Intermediate Guide 1.5" | https://www.zoellerpumps.com/en-us/products/accessories/rail-systems | EA | 208 |  | 53514039417 | 8 | LB | 18.5 | 3.5 | 8.5 | 12 Months | NO
39-0031 | Cable,Lifting Asm/SS/8'Lg/"840"/.125"Dia | Cable,Lifting Asm/SS/8'Lg/"840"/.125"Dia | https://www.zoellerpumps.com/en-us/products/accessories/rail-systems | EA | 94 |  | 53514045982 | 1 | LB | 8.25 | 6.25 | 6.75 | 12 Months | NO
39-0032 | Cable,Lifting Asm/SS/12'Lg/"840"/.125"Dia | Cable,Lifting Asm/SS/12'Lg/"840"/.125"Dia | https://www.zoellerpumps.com/en-us/products/accessories/rail-systems | EA | 102 |  | 53514045999 | 1.5 | LB | 8.25 | 6.25 | 6.75 | 12 Months | NO
39-0033 | Cable,Lifting Asm/SS/16'Lg/"840"/.125"Dia | Cable,Lifting Asm/SS/16'Lg/"840"/.125"Dia | https://www.zoellerpumps.com/en-us/products/accessories/rail-systems | EA | 115 |  | 53514046002 | 1.5 | LB | 8.25 | 6.25 | 6.75 | 12 Months | NO
39-0034 | Cable,Lifting Asm/SS/20'Lg/"840"/.125"Dia | Cable,Lifting Asm/SS/20'Lg/"840"/.125"Dia | https://www.zoellerpumps.com/en-us/products/accessories/rail-systems | EA | 130 |  | 53514046019 | 2 | LB | 8.25 | 6.25 | 6.75 | 12 Months | NO
39-0035 | Cable,Lifting Asm/SS/24'Lg/"840"/.125"Dia | Cable,Lifting Asm/SS/24'Lg/"840"/.125"Dia | https://www.zoellerpumps.com/en-us/products/accessories/rail-systems | EA | 143 |  | 53514046026 | 2 | LB | 8.25 | 6.25 | 6.75 | 12 Months | NO
39-0041 | Bolt,Eye Lifting Asm | Bolt,Eye Lifting Asm | https://www.zoellerpumps.com/en-us/products/accessories/rail-systems | EA | 103 |  | 53514048440 | 0.5 | LB | 10 | 5 | 8 | 12 Months | NO
39-0043 | Rod,Pull-Disconn.4'X.50"Dia. S.S. | Rod,Pull-Disconn.4'X.50"Dia. S.S. | https://www.zoellerpumps.com/en-us/products/accessories/rail-systems | EA | 148 |  | 53514053734 | 3 | LB | 10 | 5 | 8 | 12 Months | NO
39-0053 | Disconnect System 1.25"/Campbell | Disconnect System 1.25"/Campbell | https://www.zoellerpumps.com/en-us/products/accessories/rail-systems | EA | 170 |  | 53514068271 | 2 | LB | 5 | 3.5 | 4 | 12 Months | NO
39-0069 | Rod,Pull-Disconnect 1.0' | Rod,Pull-Disconnect 1.0'(Square Guide Rail) | https://www.zoellerpumps.com/en-us/products/accessories/rail-systems | EA | 84 |  | 53514069636 | 1 | LB | 10 | 10 | 10 | 12 Months | NO
39-0071 | Rod,Pull-Disconn. 5.5'X .50" Dia. S.S. | Rod,Pull-Disconn. 5.5'X .50" Dia. S.S. | https://www.zoellerpumps.com/en-us/products/accessories/rail-systems | EA | 156 |  | 53514080112 | 3 | LB | 66 | 0.5 | 2 | 12 Months | NO
39-0072 | Rod,Pull-Disconn 2'X.50"Dia S.S. | Rod,Pull-Disconn 2'X.50"Dia S.S. | https://www.zoellerpumps.com/en-us/products/accessories/rail-systems | EA | 116 |  | 53514085322 | 2 | LB | 25 | 0.5 | 2 | 12 Months | NO
39-0094 | Disconnect System,Rail 2.5-3"/SS Bracket | Disconnect System,Rail 2.5-3"/SS Bracket | https://www.zoellerpumps.com/en-us/products/accessories/rail-systems | EA | 1583 |  | 53514131692 | 114 | LB | 21 | 9.5 | 12.75 | 12 Months | NO
39-0095 | Disconnect System,Rail 2.5-3"/Brass/SS Bracket | Disconnect System,Rail 2.5-3"/Brass/SS Bracket | https://www.zoellerpumps.com/en-us/products/accessories/rail-systems | EA | 2358 |  | 53514131708 | 118 | LB | 21 | 9.5 | 12.75 | 12 Months | NO
39-0096 | Bracket,Intermediate Gid/S.S./2.5-3"Rail | Bracket,Intermediate Gid/S.S./2.5-3"Rail | https://www.zoellerpumps.com/en-us/products/accessories/rail-systems | EA | 536 |  | 53514131951 | 8 | LB | 21 | 9.5 | 12.75 | 12 Months | NO
39-0098 | Disconnect System 1.25"/Campbell W-Standoffs/SS | Disconnect System 1.25"/Campbell W-Standoffs/SS | https://www.zoellerpumps.com/en-us/products/accessories/rail-systems | EA | 596 |  | 53514145750 | 10 | LB | 18.5 | 9.25 | 10.5 | 12 Months | NO
39-0099 | Disconnect System 1.5"/Campbell W-Standoffs/SS | Disconnect System 1.5"/Campbell W-Standoffs/SS | https://www.zoellerpumps.com/en-us/products/accessories/rail-systems | EA | 888 |  | 53514145767 | 11 | LB | 18.5 | 9.25 | 10.5 | 12 Months | NO
39-0100 | Disconnect System 2"/Campbell W-Standoffs/SS | Disconnect System 2"/Campbell W-Standoffs/SS | https://www.zoellerpumps.com/en-us/products/accessories/rail-systems | EA | 958 |  | 53514145774 | 12 | LB | 18.5 | 9.25 | 10.5 | 12 Months | NO
39-0122 | Rail, Sys 3"V/Z-RAIL | Rail, Sys 3"V/Z-RAIL | https://www.zoellerpumps.com/en-us/products/accessories/rail-systems | EA | 1263 |  | 53514367237 | 47 | LB | 19 | 10 | 11 | 12 Months | NO
39-0123 | Rail, Sys 3"V/SS/Z-RAIL | Rail, Sys 3"V/SS/Z-RAIL | https://www.zoellerpumps.com/en-us/products/accessories/rail-systems | EA | 1541 |  | 53514367084 | 47 | LB | 19 | 10 | 11 | 12 Months | NO
39-0124 | Rail,Sys 3"V/Non-Sparking/Z-Rail | Rail,Sys 3"V/Non-Sparking/Z-Rail | https://www.zoellerpumps.com/en-us/products/accessories/rail-systems | EA | 1962 |  | 53514367244 | 47 | LB | 19 | 10 | 11 | 12 Months | NO
39-0125 | Rail,Sys 3"V/Non-Sparking/Z-Rail/S.S. | Rail,Sys 3"V/Non-Sparking/Z-Rail/S.S. | https://www.zoellerpumps.com/en-us/products/accessories/rail-systems | EA | 2226 |  | 53514367268 | 47 | LB | 19 | 10 | 11 | 12 Months | NO
39-0128 | Rail, Sys 2"V/Z-RAIL | Rail, Sys 2"V/Z-RAIL | https://www.zoellerpumps.com/en-us/products/accessories/rail-systems | EA | 894 |  | 53514342319 | 43 | LB | 19 | 9.25 | 10.5 | 12 Months | NO
39-0129 | Rail, Sys 2"V/SS/Z-RAIL | Rail, Sys 2"V/SS/Z-RAIL | https://www.zoellerpumps.com/en-us/products/accessories/rail-systems | EA | 1198 |  | 53514346379 | 42 | LB | 19 | 9.25 | 10.5 | 12 Months | NO
39-0130 | Rail,Sys 2"V/Non-Sparking/Z-Rail | Rail,Sys 2"V/Non-Sparking/Z-Rail | https://www.zoellerpumps.com/en-us/products/accessories/rail-systems | EA | 1455 |  | 53514354596 | 45 | LB | 19 | 9.25 | 10.5 | 12 Months | NO
39-0131 | Rail, Sys 1.5"V/Z-RAIL | Rail, Sys 1.5"V/Z-RAIL | https://www.zoellerpumps.com/en-us/products/accessories/rail-systems | EA | 825 |  | 53514346386 | 43 | LB | 19 | 9.25 | 10.5 | 12 Months | NO
39-0132 | Rail, Sys 1.5"V/SS/Z-RAIL | Rail, Sys 1.5"V/SS/Z-RAIL | https://www.zoellerpumps.com/en-us/products/accessories/rail-systems | EA | 1120 |  | 53514346393 | 43 | LB | 19 | 9.25 | 10.5 | 12 Months | NO
39-0133 | Rail,Sys 1.5"V/Non-Sparking/Z-Rail | Rail,Sys 1.5"V/Non-Sparking/Z-Rail | https://www.zoellerpumps.com/en-us/products/accessories/rail-systems | EA | 1468 |  | 53514355302 | 44 | LB | 19 | 9.25 | 10.5 | 12 Months | NO
39-0134 | Rail, Sys 1.25"V/Z-RAIL | Rail, Sys 1.25"V/Z-RAIL | https://www.zoellerpumps.com/en-us/products/accessories/rail-systems | EA | 794 |  | 53514346409 | 42 | LB | 19 | 9.25 | 10.5 | 12 Months | NO
39-0135 | Rail, Sys 1.25"V/SS/Z-RAIL | Rail, Sys 1.25"V/SS/Z-RAIL | https://www.zoellerpumps.com/en-us/products/accessories/rail-systems | EA | 1102 |  | 53514346416 | 42 | LB | 19 | 9.25 | 10.5 | 12 Months | NO
39-0136 | Rail,Sys 1.25"V/Non-Sparking/Z-Rail | Rail,Sys 1.25"V/Non-Sparking/Z-Rail | https://www.zoellerpumps.com/en-us/products/accessories/rail-systems | EA | 1461 |  | 53514355319 | 44 | LB | 19 | 9.25 | 10.5 | 12 Months | NO
39-0137 | Rail,Sys 1.25"H/Z-Rail | Rail,Sys 1.25"H/Z-Rail | https://www.zoellerpumps.com/en-us/products/accessories/rail-systems | EA | 886 |  | 53514351267 | 44 | LB | 19 | 9.25 | 10.5 | 12 Months | NO
39-0138 | Rail,Sys 1.25"H/SS/Z-Rail | Rail,Sys 1.25"H/SS/Z-Rail | https://www.zoellerpumps.com/en-us/products/accessories/rail-systems | EA | 1155 |  | 53514351786 | 43 | LB | 19 | 9.25 | 10.5 | 12 Months | NO
39-0139 | Bracket, Intermediate Gd/2" SS/Z-RAIL | Bracket, Intermediate Gd/2" SS/Z-RAIL | https://www.zoellerpumps.com/en-us/products/accessories/rail-systems | EA | 570 |  | 53514346423 | 4 | LB | 0 | 0 | 0 | 12 Months | NO
39-0140 | Bracket, Intermediate Gd/3" SS/Z-RAIL | Bracket, Intermediate Gd/3" SS/Z-RAIL | https://www.zoellerpumps.com/en-us/products/accessories/rail-systems | EA | 601 |  | 53514367275 | 4 | LB | 0 | 0 | 0 | 12 Months | NO
39-0141 | Rail,Sys 2"V/Non-Sparking/SS/Z-Rail | Rail,Sys 2"V/Non-Sparking/SS/Z-Rail | https://www.zoellerpumps.com/en-us/products/accessories/rail-systems | EA | 1754 |  | 53514344320 | 44 | LB | 19 | 9.25 | 10.5 | 12 Months | NO
39-0142 | Rail,Sys 1.5"V/Non-Sparking/SS/Z-Rail | Rail,Sys 1.5"V/Non-Sparking/SS/Z-Rail | https://www.zoellerpumps.com/en-us/products/accessories/rail-systems | EA | 1754 |  | 53514344337 | 43 | LB | 19 | 9.25 | 10.5 | 12 Months | NO
39-0143 | Rail,Sys 1.25"V/Non-Sparking/SS/Z-Rail | Rail,Sys 1.25"V/Non-Sparking/SS/Z-Rail | https://www.zoellerpumps.com/en-us/products/accessories/rail-systems | EA | 1754 |  | 53514355326 | 43 | LB | 19 | 9.25 | 10.5 | 12 Months | NO
39-0144 | Disconnect,EZ Pull 1.50"/Webtrol | Disconnect,EZ Pull 1.50"/Webtrol | https://www.zoellerpumps.com/en-us/products/accessories/rail-systems | EA | 85 |  | 53514345693 | 1 | LB | 0 | 0 | 0 | 12 Months | NO
39-0145 | Disconnect,EZ Pull 2.00"/Webtrol | Disconnect,EZ Pull 2.00"/Webtrol | https://www.zoellerpumps.com/en-us/products/accessories/rail-systems | EA | 85 |  | 53514345709 | 1.25 | LB | 0 | 0 | 0 | 12 Months | NO
39-0146 | Rail, Sys 2"V/71 Series/Z-RAIL | Rail, Sys 2"V/71 Series/Z-RAIL | https://www.zoellerpumps.com/en-us/products/accessories/rail-systems | EA | 906 |  | 53514355333 | 43 | LB | 19 | 9.25 | 10.5 | 12 Months | NO
39-0147 | Rail,Sys 2"V/71 Series/Non-Sparking/Z-Rail | Rail,Sys 2"V/71 Series/Non-Sparking/Z-Rail | https://www.zoellerpumps.com/en-us/products/accessories/rail-systems | EA | 1487 |  | 53514355340 | 45 | LB | 19 | 9.25 | 10.5 | 12 Months | NO
39-0148 | Rail, Sys 2"V/71 Series/SS/Z-RAIL | Rail, Sys 2"V/71 Series/SS/Z-RAIL | https://www.zoellerpumps.com/en-us/products/accessories/rail-systems | EA | 1439 |  | 53514355357 | 43 | LB | 19 | 9.25 | 10.5 | 12 Months | NO
39-0149 | Rail,Sys 2"V/71 Series/Non-Sparking/SS/Z-Rail | Rail,Sys 2"V/71 Series/Non-Sparking/SS/Z-Rail | https://www.zoellerpumps.com/en-us/products/accessories/rail-systems | EA | 1782 |  | 53514355364 | 44 | LB | 19 | 9.25 | 10.5 | 12 Months | NO
39-0154 | Rail, Sys 4" H/Z-RAIL | Rail, Sys 4" H/Z-RAIL | https://www.zoellerpumps.com/en-us/products/accessories/rail-systems | EA | 2191 |  | 53514413798 | 144 | LB | 21.75 | 15 | 18 | 12 Months | NO
39-0155 | Rail, Sys 4" H/Non Spark/Z-RAIL | Rail, Sys 4" H/Non Spark/Z-RAIL | https://www.zoellerpumps.com/en-us/products/accessories/rail-systems | EA | 3575 |  | 53514413811 | 149 | LB | 21.75 | 15 | 18 | 12 Months | NO
39-0162 | Rope, Lifting/12' Lg/ 3/8"-Braided Polypropylene/Red | Rope, Lifting/12' Lg/ 3/8"-Braided Polypropylene/Red |  | EA | 120 |  | 53514442521 | 1 | LB | 1 | LB | LB | 12 Months | NO
39-0166 | Disconnect,EZ Pull 1.25"/Webtrol | Disconnect,EZ Pull 1.25"/Webtrol | https://www.zoellerpumps.com/en-us/products/accessories/rail-systems | EA | 106 |  | 53514463519 | 1 | LB | 3.5 | 6.5 | 6.5 | 12 Months | NO
39-0175 | Bracket,Lifting-Rigid/61HD/71Series/62HD/X6424-X6426 | Bracket,Lifting-Rigid/61HD/71Series/62HD/X6424-X6426 |  | EA | 297 |  | 53514466886 | 4 | LB | 4 | LB | LB | 12 Months | NO
39-0176 | Bracket,Lifting-Rigid/X6427-X6428 | Bracket,Lifting-Rigid/X6427-X6428 |  | EA | 701 |  | 53514466893 | 4.25 | LB | 4.25 | LB | LB | 12 Months | NO
391-0003 | DX191 3F/50'Cd/230V/1Ph/Ex Pr | DX191 3F/50'Cd/230V/1Ph/Ex Pr/FM/CSA | https://www.zoellerpumps.com/en-us/products/sump-effluent-pumps/commercial/180-190-series | EA | 5198 |  | 53514267377 | 130 | LB | 32 | 12 | 15 | 12 Months | NO
392-0001 | M292 3F/115V/1Ph/cCSAus/(292-0001) | M292 3F/115V/1Ph/cCSAus/UL | https://www.zoellerpumps.com/en-us/products/sewage-pumps/commercial/290-series | EA | 1538 |  | 53514023058 | 89 | LB | 21.25 | 11.75 | 14.75 | 12 Months | YES
392-0002 | N292 3F/115V/1Ph/CSA/(292-0002) | N292 3F/115V/1Ph/CSA | https://www.zoellerpumps.com/en-us/products/sewage-pumps/commercial/290-series | EA | 1386 |  | 53514023065 | 88 | LB | 21.25 | 11.75 | 14.75 | 12 Months | YES
392-0005 | M292 3F/25'Cd/115V/1Ph/cCSAus/(292-0006) | M292 3F/25'Cd/115V/1Ph/cCSAus/UL | https://www.zoellerpumps.com/en-us/products/sewage-pumps/commercial/290-series | EA | 1643 |  | 53514023072 | 91 | LB | 21.25 | 11.75 | 14.75 | 12 Months | YES
392-0006 | BN292 3F/115V/1Ph/Pb20'/cCSAus Pump/(292-0014) | BN292 3F/115V/1Ph/Pb20'/cCSAus Pump | https://www.zoellerpumps.com/en-us/products/sewage-pumps/commercial/290-series | EA | 1441 |  | 53514041328 | 90 | LB | 21.25 | 11.75 | 14.75 | 12 Months | YES
392-0007 | N292 3F/35'Cd/115V/1Ph/CSA | N292 3F/35'Cd/115V/1Ph/CSA | https://www.zoellerpumps.com/en-us/products/sewage-pumps/commercial/290-series | EA | 1501 |  | 53514054915 | 94 | LB | 21.25 | 11.75 | 14.75 | 12 Months | YES
392-0008 | N292 3F/50'Cd/115V/1Ph/CSA/(292-0007) | N292 3F/50'Cd/115V/1Ph/CSA | https://www.zoellerpumps.com/en-us/products/sewage-pumps/commercial/290-series | EA | 1536 |  | 53514067496 | 97 | LB | 21.25 | 11.75 | 14.75 | 12 Months | YES
392-0010 | M292 3F/50'Cd/115V/1Ph/cCSAus | M292 3F/50'Cd/115V/1Ph/cCSAus/UL | https://www.zoellerpumps.com/en-us/products/sewage-pumps/commercial/290-series | EA | 1688 |  | 53514150709 | 97 | LB | 21.25 | 11.75 | 14.75 | 12 Months | YES
392-0011 | M292 3F/35'Cd/115V/1Ph/.5Hp/cCSAus | M292 3F/35'Cd/115V/1Ph/.5Hp/cCSAus/UL | https://www.zoellerpumps.com/en-us/products/sewage-pumps/commercial/290-series | EA | 1653 |  | 53514151430 | 94 | LB | 21.25 | 11.75 | 14.75 | 12 Months | YES
392-0012 | N292 3F/25'Cd/115V/1Ph/CSA | N292 3F/25'Cd/115V/1Ph/CSA | https://www.zoellerpumps.com/en-us/products/sewage-pumps/commercial/290-series | EA | 1491 |  | 53514165581 | 93 | LB | 21.25 | 11.75 | 14.75 | 12 Months | YES
392-0013 | NX292 3F/115V/1Ph/Ex Pr | NX292 3F/115V/1Ph/Ex Pr/FM/CSA | https://www.zoellerpumps.com/en-us/products/sewage-pumps/commercial/290-series | EA | 3160 |  | 53514205393 | 120 | LB | 32 | 12 | 15 | 12 Months | NO
392-0016 | J292 3F/200-208V/3Ph/cCSAus/(292-0043) | J292 3F/200-208V/3Ph/cCSAus | https://www.zoellerpumps.com/en-us/products/sewage-pumps/commercial/290-series | EA | 1638 |  | 53514345716 | 88 | LB | 21.25 | 11.75 | 14.75 | 12 Months | YES
392-0017 | NX292 3F/35'Cd/115V/1Ph/Ex Pr | NX292 3F/35'Cd/115V/1Ph/Ex Pr/FM/CSA | https://www.zoellerpumps.com/en-us/products/sewage-pumps/commercial/290-series | EA | 3275 |  | 53514352875 | 120 | LB | 32 | 12 | 15 | 12 Months | NO
392-0018 | G292 3F/460V/3Ph/cCSAus/(292-0045) | G292 3F/460V/3Ph/cCSAus | https://www.zoellerpumps.com/en-us/products/sewage-pumps/commercial/290-series | EA | 1638 |  | 53514356972 | 88 | LB | 21.25 | 11.75 | 14.75 | 12 Months | YES
392-0019 | F292 3F/35'Cd/230V/3Ph/cCSAus | F292 3F/35'Cd/230V/3Ph/cCSAus | https://www.zoellerpumps.com/en-us/products/sewage-pumps/commercial/290-series | EA | 1703 |  | 53514361976 | 88 | LB | 21.25 | 11.75 | 14.75 | 12 Months | YES
392-0020 | E292 3F/35'Cd/230V/1Ph/cCSAus | E292 3F/35'Cd/230V/1Ph/cCSAus | https://www.zoellerpumps.com/en-us/products/sewage-pumps/commercial/290-series | EA | 1583 |  | 53514362027 | 88 | LB | 21.25 | 11.75 | 14.75 | 12 Months | YES
392-0021 | I292 3F/200V/1Ph/cCSAus | I292 3F/200V/1Ph/cCSAus | https://www.zoellerpumps.com/en-us/products/sewage-pumps/commercial/290-series | EA | 1513 |  | 53514362461 | 88 | LB | 21.25 | 11.75 | 14.75 | 12 Months | YES
392-0022 | BAX292 3F/50'Cd//575V/3Ph/Ex Pr | BAX292 3F/50'Cd//575V/3Ph/Ex Pr | https://www.zoellerpumps.com/en-us/products/sewage-pumps/commercial/290-series | EA | 3449 |  | 53514362713 | 121 | LB | 32 | 12 | 15 | 12 Months | NO
392-0023 | I292 3F/50'Cd/200V/1Ph/cCSAus | I292 3F/50'Cd/200V/1Ph/cCSAus | https://www.zoellerpumps.com/en-us/products/sewage-pumps/commercial/290-series | EA | 1663 |  | 53514363161 | 88 | LB | 21.25 | 11.75 | 14.75 | 12 Months | YES
392-0024 | F292 3F/230V/3Ph/cCSAus | F292 3F/230V/3Ph/cCSAus | https://www.zoellerpumps.com/en-us/products/sewage-pumps/commercial/290-series | EA | 1588 |  | 53514364144 | 88 | LB | 21.5 | 11.75 | 14.75 | 12 Months | YES
392-0025 | IX292 3F/50'Cd/200-208V/1Ph/Ex Pr | IX292 3F/50'Cd/200-208V/1Ph/Ex Pr/FM/CSA | https://www.zoellerpumps.com/en-us/products/sewage-pumps/commercial/290-series | EA | 3324 |  | 53514364229 | 123 | LB | 32 | 12 | 15 | 12 Months | NO
392-0026 | H292 3F/200V/1Ph/cCSAus | H292 3F/200V/1Ph/cCSAus | https://www.zoellerpumps.com/en-us/products/sewage-pumps/commercial/290-series | EA | 1659 |  | 53514365004 | 88 | LB | 21.25 | 11.75 | 14.75 | 12 Months | YES
392-0027 | J292 3F/50'Cd/200-208V/3Ph/cCSAus | J292 3F/50'Cd/200-208V/3Ph/cCSAus | https://www.zoellerpumps.com/en-us/products/sewage-pumps/commercial/290-series | EA | 1738 |  | 53514366780 | 88 | LB | 21.25 | 11.75 | 14.75 | 12 Months | YES
392-0028 | E292 3F/230V/1Ph/cCSAus/(292-0004) | E292 3F/230V/1Ph/cCSAus | https://www.zoellerpumps.com/en-us/products/sewage-pumps/commercial/290-series | EA | 1468 |  | 53514375799 | 88 | LB | 21.25 | 11.75 | 14.75 | 12 Months | YES
392-0029 | NX292 3F/50'Cd/115V/1Ph/Ex Pr | NX292 3F/50'Cd/115V/1Ph/Ex Pr/FM/CSA | https://www.zoellerpumps.com/en-us/products/sewage-pumps/commercial/290-series | EA | 3310 |  | 53514376789 | 120 | LB | 32 | 12 | 15 | 12 Months | NO
392-0030 | JX292 3F/50'Cd/200-208V/3Ph/Ex Pr | JX292 3F/50'Cd/200-208V/3Ph/Ex Pr/FM/CSA | https://www.zoellerpumps.com/en-us/products/sewage-pumps/commercial/290-series | EA | 3399 |  | 53514386009 | 123 | LB | 32 | 12 | 15 | 12 Months | NO
392-0031 | E292 3F/50'Cd/230V/1Ph/cCSAus | E292 3F/50'Cd/230V/1Ph/cCSAus | https://www.zoellerpumps.com/en-us/products/sewage-pumps/commercial/290-series | EA | 1618 |  | 53514388690 | 88 | LB | 21.25 | 11.75 | 14.75 | 12 Months | YES
392-0032 | G292 3F/50'Cd/460V/3Ph/cCSAus | G292 3F/50'Cd/460V/3Ph/cCSAus | https://www.zoellerpumps.com/en-us/products/sewage-pumps/commercial/290-series | EA | 1738 |  | 53514414597 | 88 | LB | 21.25 | 11.75 | 14.75 | 12 Months | YES
392-0035 | I292 3F/35'Cd/200V/1Ph/cCSAus | I292 3F/35'Cd/200V/1Ph/cCSAus | https://www.zoellerpumps.com/en-us/products/sewage-pumps/commercial/290-series | EA | 1628 |  | 53514438395 | 88 | LB | 21.25 | 11.75 | 14.75 | 12 Months | YES
392-0036 | GX292 2F/460V/3Ph/Ex Pr | GX292 2F/460V/3Ph/Ex Pr | https://www.zoellerpumps.com/en-us/products/sewage-pumps/commercial/290-series | EA | 3249 |  | 53514438678 | 0 |  | 0 | 0 | 0 | 12 Months | NO
392-0037 | JX292 3F/200-208V/3Ph/Ex Pr | JX292 3F/200-208V/3Ph/Ex Pr | https://www.zoellerpumps.com/en-us/products/sewage-pumps/commercial/290-series | EA | 3249 |  | 53514462932 | 123 | LB | 32 | 12 | 15 | 12 Months | NO
393-0003 | D293 3F/230V/1Ph/cCSAus/(293-0003) | D293 3F/230V/1Ph/cCSAus/UL | https://www.zoellerpumps.com/en-us/products/sewage-pumps/commercial/290-series | EA | 1702 |  | 53514023089 | 90 | LB | 21.25 | 11.75 | 14.75 | 36 Months | YES
393-0004 | E293 3F/230V/1Ph/cCSAus/(293-0004) | E293 3F/230V/1Ph/cCSAus/UL | https://www.zoellerpumps.com/en-us/products/sewage-pumps/commercial/290-series | EA | 1543 |  | 53514023096 | 89 | LB | 21.25 | 11.75 | 14.75 | 12 Months | YES
393-0006 | H293 3F/200-208V/1Ph/cCSAus | H293 3F/200-208V/1Ph/cCSAus | https://www.zoellerpumps.com/en-us/products/sewage-pumps/commercial/290-series | EA | 1747 |  | 53514023102 | 90 | LB | 21.25 | 11.75 | 14.75 | 12 Months | YES
393-0009 | F293 3F/230V/3Ph/cCSAus/(293-0011) | F293 3F/230V/3Ph/cCSAus/UL | https://www.zoellerpumps.com/en-us/products/sewage-pumps/commercial/290-series | EA | 1663 |  | 53514023119 | 90 | LB | 21.25 | 11.75 | 14.75 | 12 Months | YES
393-0010 | G293 3F/460V/3Ph/cCSAus/(293-0014) | G293 3F/460V/3Ph/cCSAus/UL | https://www.zoellerpumps.com/en-us/products/sewage-pumps/commercial/290-series | EA | 1663 |  | 53514023126 | 89 | LB | 21.25 | 11.75 | 14.75 | 12 Months | YES
393-0011 | D293 3F/50'Cd/230V/1Ph/cCSAus | D293 3F/50'Cd/230V/1Ph/cCSAus/UL | https://www.zoellerpumps.com/en-us/products/sewage-pumps/commercial/290-series | EA | 1852 |  | 53514023133 | 99 | LB | 21.25 | 11.75 | 14.75 | 36 Months | YES
393-0012 | J293 3F/200-208V/3Ph/cCSAus/(293-0006) | J293 3F/200-208V/3Ph/cCSAus/UL | https://www.zoellerpumps.com/en-us/products/sewage-pumps/commercial/290-series | EA | 1663 |  | 53514023140 | 89 | LB | 21.25 | 11.75 | 14.75 | 12 Months | YES
393-0013 | F293 3F/25'Cd/230V/3Ph/cCSAus | F293 3F/25'Cd/230V/3Ph/cCSAus/UL | https://www.zoellerpumps.com/en-us/products/sewage-pumps/commercial/290-series | EA | 1648 |  | 53514023157 | 91 | LB | 21.25 | 11.75 | 14.75 | 12 Months | YES
393-0014 | J293 3F/35'Cd/200-208V/3Ph/cCSAus | J293 3F/35'Cd/200-208V/3Ph/cCSAus/UL | https://www.zoellerpumps.com/en-us/products/sewage-pumps/commercial/290-series | EA | 1778 |  | 53514023164 | 94 | LB | 21.25 | 11.75 | 14.75 | 12 Months | YES
393-0015 | I293 3F/200-208V/1Ph/cCSAus/(293-0009) | I293 3F/200-208V/1Ph/cCSAus | https://www.zoellerpumps.com/en-us/products/sewage-pumps/commercial/290-series | EA | 1588 |  | 53514023171 | 89 | LB | 21.25 | 11.75 | 14.75 | 12 Months | YES
393-0016 | G293 3F/35'Cd/460V/3Ph/cCSAus | G293 3F/35'Cd/460V/3Ph/cCSAus/UL | https://www.zoellerpumps.com/en-us/products/sewage-pumps/commercial/290-series | EA | 1778 |  | 53514023188 | 94 | LB | 21.25 | 11.75 | 14.75 | 12 Months | YES
393-0017 | G293 3F/25'Cd/460V/3Ph/cCSAus | G293 3F/25'Cd/460V/3Ph/cCSAus/UL | https://www.zoellerpumps.com/en-us/products/sewage-pumps/commercial/290-series | EA | 1768 |  | 53514023195 | 91 | LB | 21.25 | 11.75 | 14.75 | 12 Months | YES
393-0018 | BA293 3F/575V/3Ph/cCSAus | BA293 3F/575V/3Ph/cCSAus | https://www.zoellerpumps.com/en-us/products/sewage-pumps/commercial/290-series | EA | 1713 |  | 53514029739 | 89 | LB | 21.25 | 11.75 | 14.75 | 12 Months | YES
393-0019 | E293 3F/50'Cd/230V/1Ph/cCSAus | E293 3F/50'Cd/230V/1Ph/cCSAus/UL | https://www.zoellerpumps.com/en-us/products/sewage-pumps/commercial/290-series | EA | 1693 |  | 53514036645 | 98 | LB | 21.25 | 11.75 | 14.75 | 12 Months | YES
393-0020 | J293 3F/25'Cd/200-208V/3Ph/cCSAus | J293 3F/25'Cd/200-208V/3Ph/cCSAus/UL | https://www.zoellerpumps.com/en-us/products/sewage-pumps/commercial/290-series | EA | 1768 |  | 53514037086 | 91 | LB | 21.25 | 11.75 | 14.75 | 12 Months | YES
393-0021 | BE293 3F/230V/1Ph/Pb20'/cCSAus | BE293 3F/230V/1Ph/Pb20'/cCSAus/UL | https://www.zoellerpumps.com/en-us/products/sewage-pumps/commercial/290-series | EA | 1586 |  | 53514041335 | 91 | LB | 21.25 | 11.75 | 14.75 | 12 Months | YES
393-0022 | E293 3F/230V/1Ph/cCSAus | E293 3F/230V/1Ph/cCSAus | https://www.zoellerpumps.com/en-us/products/sewage-pumps/commercial/290-series | EA | 1543 |  | 53514067397 | 89 | LB | 21.25 | 11.75 | 14.75 | 12 Months | YES
393-0023 | D293 3F/35'Cd/230V/1Ph/cCSAus | D293 3F/35'Cd/230V/1Ph/cCSAus/UL | https://www.zoellerpumps.com/en-us/products/sewage-pumps/commercial/290-series | EA | 1817 |  | 53514084455 | 96 | LB | 21.25 | 11.75 | 14.75 | 36 Months | YES
393-0024 | F293 3F/50'Cd/230V/3Ph/cCSAus | F293 3F/50'Cd/230V/3Ph/cCSAus/UL | https://www.zoellerpumps.com/en-us/products/sewage-pumps/commercial/290-series | EA | 1813 |  | 53514101459 | 97 | LB | 21.25 | 11.75 | 14.75 | 12 Months | YES
393-0025 | JX293 3F/200-208V/3Ph/Ex Pr | JX293 3F/200-208V/3Ph/Ex Pr/FM/CSA | https://www.zoellerpumps.com/en-us/products/sewage-pumps/commercial/290-series | EA | 3401 |  | 53514126292 | 122 | LB | 32 | 12 | 15 | 12 Months | NO
393-0026 | EX293 3F/230V/1Ph/Ex Pr | EX293 3F/230V/1Ph/Ex Pr/FM/CSA | https://www.zoellerpumps.com/en-us/products/sewage-pumps/commercial/290-series | EA | 3281 |  | 53514147532 | 121 | LB | 32 | 12 | 15 | 12 Months | NO
393-0027 | E293 3F/25'Cd/230V/1Ph/cCSAus | E293 3F/25'Cd/230V/1Ph/cCSAus/UL | https://www.zoellerpumps.com/en-us/products/sewage-pumps/commercial/290-series | EA | 1648 |  | 53514159344 | 91 | LB | 21.25 | 11.75 | 14.75 | 12 Months | YES
393-0028 | GX293 3F/50'Cd/460V/3Ph/Ex Pr | GX293 3F/50'Cd/460V/3Ph/Ex Pr/FM/CSA | https://www.zoellerpumps.com/en-us/products/sewage-pumps/commercial/290-series | EA | 3551 |  | 53514179960 | 125 | LB | 32 | 12 | 15 | 12 Months | NO
393-0029 | IX293 3F/50'Cd/200-208V/1Ph/Ex Pr | IX293 3F/50'Cd/200-208V/1Ph/Ex Pr/FM/CSA | https://www.zoellerpumps.com/en-us/products/sewage-pumps/commercial/290-series | EA | 3476 |  | 53514195489 | 128 | LB | 32 | 12 | 15 | 12 Months | NO
393-0030 | IX293 3F/25'Cd/200-208V/1Ph/Ex Pr | IX293 3F/25'Cd/200-208V/1Ph/Ex Pr/FM/CSA | https://www.zoellerpumps.com/en-us/products/sewage-pumps/commercial/290-series | EA | 3431 |  | 53514198046 | 125 | LB | 32 | 12 | 15 | 12 Months | NO
393-0031 | I293 3F/50'Cd/200-208V/1Ph/cCSAus | I293 3F/50'Cd/200-208V/1Ph/cCSAus | https://www.zoellerpumps.com/en-us/products/sewage-pumps/commercial/290-series | EA | 1738 |  | 53514204556 | 95 | lb | 21.25 | 11.75 | 14.75 | 12 Months | YES
393-0032 | IX293 3F/200-208V/1Ph/Ex Pr | IX293 3F/200-208V/1Ph/Ex Pr/FM/CSA | https://www.zoellerpumps.com/en-us/products/sewage-pumps/commercial/290-series | EA | 3326 |  | 53514224547 | 121 | LB | 32 | 12 | 15 | 12 Months | NO
393-0036 | I293 3F/35'Cd/200-208V/1Ph/cCSAus | I293 3F/35'Cd/200-208V/1Ph/cCSAus | https://www.zoellerpumps.com/en-us/products/sewage-pumps/commercial/290-series | EA | 1703 |  | 53514261047 | 93 | LB | 21.25 | 11.75 | 14.75 | 12 Months | YES
393-0037 | GX293 3F/460V/3Ph/Ex Pr | GX293 3F/460V/3Ph/Ex Pr/FM/CSA | https://www.zoellerpumps.com/en-us/products/sewage-pumps/commercial/290-series | EA | 3401 |  | 53514277529 | 121 | LB | 32 | 12 | 15 | 12 Months | NO
393-0038 | GX293 3F/25'Cd/460V/3Ph/Ex Pr | GX293 3F/25'Cd/460V/3Ph/Ex Pr/FM/CSA | https://www.zoellerpumps.com/en-us/products/sewage-pumps/commercial/290-series | EA | 3506 |  | 53514308636 | 125 | LB | 32 | 12 | 15 | 12 Months | NO
393-0039 | J293 3F/50'Cd/200-208V/3Ph/cCSAus | J293 3F/50'Cd/200-208V/3Ph/cCSAus/UL | https://www.zoellerpumps.com/en-us/products/sewage-pumps/commercial/290-series | EA | 1813 |  | 53514339012 | 94 | LB | 21.25 | 11.75 | 14.75 | 12 Months | YES
393-0040 | E293 3F/35'Cd/230V/1Ph/cCSAus | E293 3F/35'Cd/230V/1Ph/cCSAus/UL | https://www.zoellerpumps.com/en-us/products/sewage-pumps/commercial/290-series | EA | 1658 |  | 53514340049 | 94 | LB | 21.25 | 11.75 | 14.75 | 12 Months | YES
393-0041 | JX293 3F/35'Cd/200-208V/3Ph/Ex Pr | JX293 3F/35'Cd/200-208V/3Ph/Ex Pr/FM/CSA | https://www.zoellerpumps.com/en-us/products/sewage-pumps/commercial/290-series | EA | 3516 |  | 53514345198 | 123 | LB | 32 | 12 | 15 | 12 Months | NO
393-0042 | EX293 3F/50'Cd/230V/1Ph/Ex Pr | EX293 3F/50'Cd/230V/1Ph/Ex Pr/FM/CSA | https://www.zoellerpumps.com/en-us/products/sewage-pumps/commercial/290-series | EA | 3431 |  | 53514347215 | 121 | LB | 32 | 12 | 15 | 12 Months | NO
393-0043 | JX293 3F/50'Cd/200-208V/3Ph/Ex Pr | JX293 3F/50'Cd/200-208V/3Ph/Ex Pr/FM/CSA | https://www.zoellerpumps.com/en-us/products/sewage-pumps/commercial/290-series | EA | 3551 |  | 53514347260 | 124 | LB | 32 | 12 | 15 | 12 Months | NO
393-0046 | F293 3F/35'Cd/230V/3Ph/cCSAus | F293 3F/35'Cd/230V/3Ph/cCSAus/UL | https://www.zoellerpumps.com/en-us/products/sewage-pumps/commercial/290-series | EA | 1778 |  | 53514360191 | 91 | LB | 21.25 | 11.75 | 14.75 | 12 Months | YES
394-0003 | D294 3F/230V/1Ph/cCSAus/(294-0003) | D294 3F/230V/1Ph/cCSAus/UL | https://www.zoellerpumps.com/en-us/products/sewage-pumps/commercial/290-series | EA | 1933 |  | 53514023201 | 90 | LB | 21.25 | 11.75 | 14.75 | 36 Months | YES
394-0004 | E294 3F/230V/1Ph/CSA/(294-0004) | E294 3F/230V/1Ph/CSA | https://www.zoellerpumps.com/en-us/products/sewage-pumps/commercial/290-series | EA | 1800 |  | 53514023218 | 89 | LB | 21.25 | 11.75 | 14.75 | 12 Months | YES
394-0005 | G294 3F/460V/3Ph/cCSAus/(294-0005) | G294 3F/460V/3Ph/cCSAus/UL | https://www.zoellerpumps.com/en-us/products/sewage-pumps/commercial/290-series | EA | 1920 |  | 53514023225 | 89 | LB | 21.25 | 11.75 | 14.75 | 12 Months | YES
394-0006 | F294 3F/230V/3Ph/cCSAus/(294-0006) | F294 3F/230V/3Ph/cCSAus/UL | https://www.zoellerpumps.com/en-us/products/sewage-pumps/commercial/290-series | EA | 1920 |  | 53514023232 | 89 | LB | 21.25 | 11.75 | 14.75 | 12 Months | YES
394-0007 | J294 3F/200-208V/3Ph/cCSAus/(294-0007) | J294 3F/200-208V/3Ph/cCSAus/UL | https://www.zoellerpumps.com/en-us/products/sewage-pumps/commercial/290-series | EA | 1920 |  | 53514023249 | 89 | LB | 21.25 | 11.75 | 14.75 | 12 Months | YES
394-0008 | J294 3F/25'Cd/200-208V/3Ph/cCSAus | J294 3F/25'Cd/200-208V/3Ph/cCSAus/UL | https://www.zoellerpumps.com/en-us/products/sewage-pumps/commercial/290-series | EA | 2025 |  | 53514023256 | 91 | LB | 21.25 | 11.75 | 14.75 | 12 Months | YES
394-0009 | E294 3F/50'Cd/230V/1Ph/CSA/(294-0029) | E294 3F/50'Cd/230V/1Ph/CSA | https://www.zoellerpumps.com/en-us/products/sewage-pumps/commercial/290-series | EA | 1950 |  | 53514023263 | 98 | LB | 21.25 | 11.75 | 14.75 | 12 Months | YES
394-0010 | E294 3F/25'Cd/230V/1Ph/CSA | E294 3F/25'Cd/230V/1Ph/CSA | https://www.zoellerpumps.com/en-us/products/sewage-pumps/commercial/290-series | EA | 1905 |  | 53514023270 | 91 | LB | 21.25 | 11.75 | 14.75 | 12 Months | YES
394-0011 | I294 3F/200-208V/1Ph/cCSAus/(294-0010) | I294 3F/200-208V/1Ph/cCSAus | https://www.zoellerpumps.com/en-us/products/sewage-pumps/commercial/290-series | EA | 1845 |  | 53514023287 | 89 | LB | 21.25 | 11.75 | 14.75 | 12 Months | YES
394-0012 | G294 3F/25'Cd/460V/3Ph/cCSAus | G294 3F/25'Cd/460V/3Ph/cCSAus/UL | https://www.zoellerpumps.com/en-us/products/sewage-pumps/commercial/290-series | EA | 2025 |  | 53514025410 | 91 | LB | 21.25 | 11.75 | 14.75 | 12 Months | YES
394-0013 | I294 3F/35'Cd/200-208V/1Ph/cCSAus | I294 3F/35'Cd/200-208V/1Ph/cCSAus | https://www.zoellerpumps.com/en-us/products/sewage-pumps/commercial/290-series | EA | 1978 |  | 53514027681 | 94 | LB | 21.25 | 11.75 | 14.75 | 12 Months | YES
394-0014 | H294 3F/200-208V/1Ph/cCSAus/(294-0009) | H294 3F/200-208V/1Ph/cCSAus | https://www.zoellerpumps.com/en-us/products/sewage-pumps/commercial/290-series | EA | 1978 |  | 53514029159 | 90 | LB | 21.25 | 11.75 | 14.75 | 12 Months | YES
394-0015 | G294 3F/50'Cd/460V/3Ph/cCSAus | G294 3F/50'Cd/460V/3Ph/cCSAus/UL | https://www.zoellerpumps.com/en-us/products/sewage-pumps/commercial/290-series | EA | 2070 |  | 53514029951 | 98 | LB | 21.25 | 11.75 | 14.75 | 12 Months | YES
394-0016 | D294 3F/50'Cd/230V/1Ph/cCSAus | D294 3F/50'Cd/230V/1Ph/cCSAus/UL | https://www.zoellerpumps.com/en-us/products/sewage-pumps/commercial/290-series | EA | 2083 |  | 53514030339 | 99 | LB | 21.25 | 11.75 | 14.75 | 36 Months | YES
394-0017 | BA294 3F/575V/3Ph/cCSAus | BA294 3F/575V/3Ph/cCSAus | https://www.zoellerpumps.com/en-us/products/sewage-pumps/commercial/290-series | EA | 1970 |  | 53514030735 | 89 | LB | 21.25 | 11.75 | 14.75 | 12 Months | YES
394-0018 | E294 3F/35'Cd/230V/1Ph/CSA | E294 3F/35'Cd/230V/1Ph/CSA | https://www.zoellerpumps.com/en-us/products/sewage-pumps/commercial/290-series | EA | 1915 |  | 53514030964 | 94 | LB | 21.25 | 11.75 | 14.75 | 12 Months | YES
394-0019 | E294 3F/230V/1Ph/Wo Plug/CSA | E294 3F/230V/1Ph/Wo Plug/CSA | https://www.zoellerpumps.com/en-us/products/sewage-pumps/commercial/290-series | EA | 1800 |  | 53514033453 | 89 | LB | 21.25 | 11.75 | 14.75 | 12 Months | YES
394-0021 | J294 3F/50'Cd/200-208V/3Ph/cCSAus/(294-0013) | J294 3F/50'Cd/200-208V/3Ph/cCSAus/UL | https://www.zoellerpumps.com/en-us/products/sewage-pumps/commercial/290-series | EA | 2070 |  | 53514049942 | 98 | LB | 21.25 | 11.75 | 14.75 | 12 Months | YES
394-0022 | H294 3F/35'Cd/200-208V/1Ph/cCSAus | H294 3F/35'Cd/200-208V/1Ph/cCSAus | https://www.zoellerpumps.com/en-us/products/sewage-pumps/commercial/290-series | EA | 1978 |  | 53514065683 | 95 | LB | 21.25 | 11.75 | 14.75 | 12 Months | YES
394-0024 | I294 3F/25'Cd/200-208V/1Ph/cCSAus | I294 3F/25'Cd/200-208V/1Ph/cCSAus | https://www.zoellerpumps.com/en-us/products/sewage-pumps/commercial/290-series | EA | 1950 |  | 53514092849 | 92 | LB | 21.25 | 11.75 | 14.75 | 12 Months | YES
394-0026 | D294 3F/35'Cd/230V/1Ph/cCSAus | D294 3F/35'Cd/230V/1Ph/cCSAus/UL | https://www.zoellerpumps.com/en-us/products/sewage-pumps/commercial/290-series | EA | 2048 |  | 53514100216 | 99 | LB | 21.25 | 11.75 | 14.75 | 36 Months | YES
394-0027 | FX294 3F/230V/3Ph/Ex Pr | FX294 3F/230V/3Ph/Ex Pr/FM/CSA | https://www.zoellerpumps.com/en-us/products/sewage-pumps/commercial/290-series | EA | 3979 |  | 53514112332 | 120 | LB | 32 | 12 | 15 | 12 Months | NO
394-0028 | JX294 3F/200V/3Ph/Ex Pr | JX294 3F/200V/3Ph/Ex Pr/FM/CSA | https://www.zoellerpumps.com/en-us/products/sewage-pumps/commercial/290-series | EA | 3979 |  | 53514120429 | 121 | LB | 32 | 12 | 15 | 12 Months | NO
394-0029 | EX294 3F/230V/1Ph/Ex Pr | EX294 3F/230V/1Ph/Ex Pr/FM/CSA | https://www.zoellerpumps.com/en-us/products/sewage-pumps/commercial/290-series | EA | 3859 |  | 53514122881 | 122 | LB | 32 | 12 | 15 | 12 Months | NO
394-0030 | F294 3F/25'Cd/230V/3Ph/cCSAus | F294 3F/25'Cd/230V/3Ph/cCSAus/UL | https://www.zoellerpumps.com/en-us/products/sewage-pumps/commercial/290-series | EA | 2025 |  | 53514136451 | 92 | LB | 21.25 | 11.75 | 14.75 | 12 Months | YES
394-0031 | IX294 3F/200-208V/1Ph/Ex Pr | IX294 3F/200-208V/1Ph/Ex Pr/FM/CSA | https://www.zoellerpumps.com/en-us/products/sewage-pumps/commercial/290-series | EA | 3904 |  | 53514171780 | 122 | LB | 32 | 12 | 15 | 12 Months | NO
394-0032 | J294 3F/35'Cd/200-208V/3Ph/cCSAus | J294 3F/35'Cd/200-208V/3Ph/cCSAus/UL | https://www.zoellerpumps.com/en-us/products/sewage-pumps/commercial/290-series | EA | 2035 |  | 53514186340 | 92 | LB | 21.25 | 11.75 | 14.75 | 12 Months | YES
394-0033 | GX294 3F/50'Cd/460V/3Ph/Ex Pr | GX294 3F/50'Cd/460V/3Ph/Ex Pr/FM/CSA | https://www.zoellerpumps.com/en-us/products/sewage-pumps/commercial/290-series | EA | 4129 |  | 53514191795 | 130 | LB | 32 | 12 | 15 | 12 Months | NO
394-0034 | GX294 3F/460V/3Ph/Ex Pr | GX294 3F/460V/3Ph/Ex Pr/FM/CSA | https://www.zoellerpumps.com/en-us/products/sewage-pumps/commercial/290-series | EA | 3979 |  | 53514195717 | 119 | LB | 32 | 12 | 15 | 12 Months | NO
394-0035 | EX294 3F/25'Cd/230V/1Ph/Ex Pr | EX294 3F/25'Cd/230V/1Ph/Ex Pr/FM/CSA | https://www.zoellerpumps.com/en-us/products/sewage-pumps/commercial/290-series | EA | 3964 |  | 53514203221 | 123 | LB | 32 | 12 | 15 | 12 Months | NO
394-0036 | G294 3F/35'Cd/460V/3Ph/cCSAus | G294 3F/35'Cd/460V/3Ph/cCSAus/UL | https://www.zoellerpumps.com/en-us/products/sewage-pumps/commercial/290-series | EA | 2035 |  | 53514211257 | 92 | LB | 21.25 | 11.75 | 14.75 | 12 Months | YES
394-0037 | I294 3F/50'Cd/200-208V/1Ph/cCSAus | I294 3F/50'Cd/200-208V/1Ph/cCSAus | https://www.zoellerpumps.com/en-us/products/sewage-pumps/commercial/290-series | EA | 1995 |  | 53514211325 | 94 | LB | 21.25 | 11.75 | 14.75 | 12 Months | YES
394-0038 | JX294 3F/35'CD/200V/3Ph/Ex Pr | JX294 3F/35'CD/200V/3Ph/Ex Pr/FM//CSA | https://www.zoellerpumps.com/en-us/products/sewage-pumps/commercial/290-series | EA | 4094 |  | 53514242015 | 121 | LB | 32 | 12 | 15 | 12 Months | NO
394-0042 | F294 3F/50'Cd/230V/3Ph/cCSAus | F294 3F/50'Cd/230V/3Ph/cCSAus/UL | https://www.zoellerpumps.com/en-us/products/sewage-pumps/commercial/290-series | EA | 2070 |  | 53514304034 | 94 | LB | 21.25 | 11.75 | 14.75 | 12 Months | YES
394-0043 | EX294 3F/50'Cd/230V/1Ph/Ex Pr | EX294 3F/50'Cd/230V/1Ph/Ex Pr/FM/CSA | https://www.zoellerpumps.com/en-us/products/sewage-pumps/commercial/290-series | EA | 4009 |  | 53514331658 | 124 | LB | 32 | 12 | 15 | 12 Months | NO
394-0046 | BA294 3F/50'Cd/575V/3Ph/cCSAus | BA294 3F/50'Cd/575V/3Ph/cCSAus | https://www.zoellerpumps.com/en-us/products/sewage-pumps/commercial/290-series | EA | 2120 |  | 53514358327 | 89 | LB | 21.25 | 11.75 | 14.75 | 12 Months | YES
394-0048 | IX294 3F/50'Cd/200-208V/1Ph/Ex Pr | IX294 3F/50'Cd/200-208V/1Ph/Ex Pr/FM/CSA | https://www.zoellerpumps.com/en-us/products/sewage-pumps/commercial/290-series | EA | 4054 |  | 53514364106 | 122 | LB | 32 | 12 | 15 | 12 Months | NO
394-0049 | BAX294 3F/50'Cd/575V/3Ph/Ex Pr | BAX294 3F/50'Cd/575V/3Ph/Ex Pr | https://www.zoellerpumps.com/en-us/products/sewage-pumps/commercial/290-series | EA | 4179 |  | 53514370664 | 121 | LB | 32 | 12 | 15 | 12 Months | NO
394-0050 | JX294 3F/25'CD/200V/3Ph/Ex Pr | JX294 3F/25'CD/200V/3Ph/Ex Pr/FM//CSA | https://www.zoellerpumps.com/en-us/products/sewage-pumps/commercial/290-series | EA | 4084 |  | 53514371258 | 121 | LB | 32 | 12 | 15 | 12 Months | NO
394-0053 | JX294 3F/50'Cd/200-208V/3Ph/Ex Pr | JX294 3F/50'Cd/200-208V/3Ph/Ex Pr/FM/CSA | https://www.zoellerpumps.com/en-us/products/sewage-pumps/commercial/290-series | EA | 4129 |  | 53514388751 | 122 | LB | 32 | 12 | 15 | 12 Months | NO
394-0054 | FX294 3F/50'Cd/230V/3Ph/Ex Pr | FX294 3F/50'Cd/230V/3Ph/Ex Pr/FM/CSA | https://www.zoellerpumps.com/en-us/products/sewage-pumps/commercial/290-series | EA | 4129 |  | 53514394035 | 120 | LB | 32 | 12 | 15 | 12 Months | NO
394-0057 | E294 3F/230V/1Ph/CSA/Bronze Impeller | E294 3F/230V/1Ph/CSA/Bronze Impeller | https://www.zoellerpumps.com/en-us/products/sewage-pumps/commercial/290-series | EA | 1940 |  | 53514444839 | 89 | LB | 21.25 | 11.75 | 14.75 | 12 Months | YES
394-0058 | F294 3F/35'Cd/230V/3Ph/cCSAus/(294-0084) | F294 3F/35'Cd/230V/3Ph/cCSAus/UL/(294-0084) | https://www.zoellerpumps.com/en-us/products/sewage-pumps/commercial/290-series | EA | 2035 |  | 53514452292 | 91 | LB | 21.25 | 11.75 | 14.75 | 12 Months | YES
394-0059 | FX294 3F/25'Cd/230V/3Ph/Ex Pr | FX294 3F/25'Cd/230V/3Ph/Ex Pr | https://www.zoellerpumps.com/en-us/products/sewage-pumps/commercial/290-series | EA | 4084 |  | 53514463700 | 120 | LB | 32 | 12 | 15 | 12 Months | NO
394-0061 | H294 3F/50'Cd/200-208V/1Ph/cCSAus |  |  | EA | 2128 |  | 53514492670 | 92 | LB | 21.25 | 11.75 | 14.75 | 12 Months | YES
395-0003 | D295 3F/230V/1Ph/CSA/(295-0003) | D295 3F/230V/1Ph/CSA | https://www.zoellerpumps.com/en-us/products/sewage-pumps/commercial/290-series | EA | 1927 |  | 53514023294 | 92 | LB | 21.25 | 11.75 | 14.75 | 36 Months | YES
395-0004 | E295 3F/230V/1Ph/CSA/(295-0004) | E295 3F/230V/1Ph/CSA/UL | https://www.zoellerpumps.com/en-us/products/sewage-pumps/commercial/290-series | EA | 1831 |  | 53514023300 | 91 | LB | 21.25 | 11.75 | 14.75 | 12 Months | YES
395-0006 | F295 3F/230V/3Ph/cCSAus/(295-0008) | F295 3F/230V/3Ph/cCSAus/UL | https://www.zoellerpumps.com/en-us/products/sewage-pumps/commercial/290-series | EA | 1951 |  | 53514023324 | 91 | LB | 21.25 | 11.75 | 14.75 | 12 Months | YES
395-0007 | G295 3F/460V/3Ph/cCSAus/(295-0009) | G295 3F/460V/3Ph/cCSAus/UL | https://www.zoellerpumps.com/en-us/products/sewage-pumps/commercial/290-series | EA | 1951 |  | 53514023331 | 91 | LB | 21.25 | 11.75 | 14.75 | 12 Months | YES
395-0008 | J295 3F/200-208V/3Ph/cCSAus/(295-0010) | J295 3F/200-208V/3Ph/cCSAus/UL | https://www.zoellerpumps.com/en-us/products/sewage-pumps/commercial/290-series | EA | 1951 |  | 53514023348 | 91 | LB | 21.25 | 11.75 | 14.75 | 12 Months | YES
395-0009 | H295 3F/200-208V/1Ph/cCSAus | H295 3F/200-208V/1Ph/cCSAus | https://www.zoellerpumps.com/en-us/products/sewage-pumps/commercial/290-series | EA | 1972 |  | 53514023355 | 92 | LB | 21.25 | 11.75 | 14.75 | 12 Months | YES
395-0010 | I295 3F/200-208V/1Ph/cCSAus/(295-0012) | I295 3F/200-208V/1Ph/cCSAus | https://www.zoellerpumps.com/en-us/products/sewage-pumps/commercial/290-series | EA | 1876 |  | 53514023362 | 91 | LB | 21.25 | 11.75 | 14.75 | 12 Months | YES
395-0011 | G295 3F/50'Cd/460V/3Ph/cCSAus | G295 3F/50'Cd/460V/3Ph/cCSAus/UL | https://www.zoellerpumps.com/en-us/products/sewage-pumps/commercial/290-series | EA | 2101 |  | 53514023379 | 100 | LB | 21.25 | 11.75 | 14.75 | 12 Months | YES
395-0012 | E295 3F/50'Cd/230V/1Ph/CSA | E295 3F/50'Cd/230V/1Ph/CSA/UL | https://www.zoellerpumps.com/en-us/products/sewage-pumps/commercial/290-series | EA | 1981 |  | 53514023386 | 100 | LB | 21.25 | 11.75 | 14.75 | 12 Months | YES
395-0014 | BA295 3F/575V/3Ph/cCSAus | BA295 3F/575V/3Ph/cCSAus | https://www.zoellerpumps.com/en-us/products/sewage-pumps/commercial/290-series | EA | 2001 |  | 53514029746 | 91 | LB | 21.25 | 11.75 | 14.75 | 12 Months | YES
395-0015 | E295 3F/230V/1Ph/W-O Plug/CSA | E295 3F/230V/1Ph/W-O Plug/CSA | https://www.zoellerpumps.com/en-us/products/sewage-pumps/commercial/290-series | EA | 1831 |  | 53514033460 | 91 | LB | 21.25 | 11.75 | 14.75 | 12 Months | YES
395-0016 | G295 3F/25'Cd/460V/3Ph/cCSAus | G295 3F/25'Cd/460V/3Ph/cCSAus/UL | https://www.zoellerpumps.com/en-us/products/sewage-pumps/commercial/290-series | EA | 2056 |  | 53514041526 | 93 | LB | 21.25 | 11.75 | 14.75 | 12 Months | YES
395-0017 | J295 3F/50'Cd/200-208V/3Ph/cCSAus | J295 3F/50'Cd/200-208V/3Ph/cCSAus/UL | https://www.zoellerpumps.com/en-us/products/sewage-pumps/commercial/290-series | EA | 2101 |  | 53514042004 | 100 | LB | 21.25 | 11.75 | 14.75 | 12 Months | YES
395-0018 | J295 3F/35'Cd/200-208V/3Ph/cCSAus | J295 3F/35'Cd/200-208V/3Ph/cCSAus/UL | https://www.zoellerpumps.com/en-us/products/sewage-pumps/commercial/290-series | EA | 2066 |  | 53514049294 | 94 | LB | 21.25 | 11.75 | 14.75 | 12 Months | YES
395-0019 | G295 3F/35'Cd/460V/3Ph/cCSAus | G295 3F/35'Cd/460V/3Ph/cCSAus/UL | https://www.zoellerpumps.com/en-us/products/sewage-pumps/commercial/290-series | EA | 2066 |  | 53514049935 | 96 | LB | 21.25 | 11.75 | 14.75 | 12 Months | YES
395-0020 | J295 3F/25'Cd/200-208V/3Ph/cCSAus | J295 3F/25'Cd/200-208V/3Ph/cCSAus/UL | https://www.zoellerpumps.com/en-us/products/sewage-pumps/commercial/290-series | EA | 2056 |  | 53514060428 | 91 | LB | 21.25 | 11.75 | 14.75 | 12 Months | YES
395-0022 | H295 3F/25'Cd/200-208V/1Ph/cCSAus | H295 3F/25'Cd/200-208V/1Ph/cCSAus | https://www.zoellerpumps.com/en-us/products/sewage-pumps/commercial/290-series | EA | 2077 |  | 53514082161 | 94 | LB | 21.25 | 11.75 | 14.75 | 12 Months | YES
395-0023 | E295 3F/25'Cd/230V/1Ph/CSA | E295 3F/25'Cd/230V/1Ph/CSA/UL | https://www.zoellerpumps.com/en-us/products/sewage-pumps/commercial/290-series | EA | 1936 |  | 53514082659 | 94 | LB | 21.25 | 11.75 | 14.75 | 12 Months | YES
395-0024 | D295 3F/35'Cd/230V/1Ph/CSA | D295 3F/35'Cd/230V/1Ph/CSA | https://www.zoellerpumps.com/en-us/products/sewage-pumps/commercial/290-series | EA | 2042 |  | 53514083212 | 97 | LB | 21.25 | 11.75 | 14.75 | 36 Months | YES
395-0025 | D295 3F/50'Cd/230V/1Ph/CSA | D295 3F/50'Cd/230V/1Ph/CSA | https://www.zoellerpumps.com/en-us/products/sewage-pumps/commercial/290-series | EA | 2077 |  | 53514096625 | 102 | LB | 21.25 | 11.75 | 14.75 | 36 Months | YES
395-0027 | F295 3F/35'Cd/230V/3Ph/cCSAus | F295 3F/35'Cd/230V/3Ph/cCSAus/UL | https://www.zoellerpumps.com/en-us/products/sewage-pumps/commercial/290-series | EA | 2066 |  | 53514100964 | 103 | LB | 21.25 | 11.75 | 14.75 | 12 Months | YES
395-0028 | WD295 3F/230V/1Ph/(295-0040) | WD295 3F/230V/1Ph | https://www.zoellerpumps.com/en-us/products/sewage-pumps/commercial/290-series | EA | 2011 |  | 53514101152 | 91 | LB | 21.25 | 11.75 | 14.75 | 12 Months | NO
395-0029 | F295 3F/50'Cd/230V/3Ph/cCSAus | F295 3F/50'Cd/230V/3Ph/cCSAus/UL | https://www.zoellerpumps.com/en-us/products/sewage-pumps/commercial/290-series | EA | 2101 |  | 53514110130 | 106 | LB | 21.25 | 11.75 | 14.75 | 12 Months | YES
395-0030 | GX295 3F/460V/3Ph/Ex Pr | GX295 3F/460V/3Ph/Ex Pr/FM/CSA | https://www.zoellerpumps.com/en-us/products/sewage-pumps/commercial/290-series | EA | 4077 |  | 53514122898 | 122 | LB | 32 | 12 | 15 | 12 Months | NO
395-0031 | H295 3F/35'Cd/200-208V/1Ph/cCSAus | H295 3F/35'Cd/200-208V/1Ph/cCSAus | https://www.zoellerpumps.com/en-us/products/sewage-pumps/commercial/290-series | EA | 2087 |  | 53514124724 | 90 | LB | 21.25 | 11.75 | 14.75 | 12 Months | YES
395-0032 | D295 3F/25'Cd/230V/1Ph/CSA | D295 3F/25'Cd/230V/1Ph/CSA | https://www.zoellerpumps.com/en-us/products/sewage-pumps/commercial/290-series | EA | 2032 |  | 53514126797 | 94 | LB | 21.25 | 11.75 | 14.75 | 36 Months | YES
395-0033 | E295 3F/35'Cd/230V/1Ph/CSA/(295-0028) | E295 3F/35'Cd/230V/1Ph/CSA/UL | https://www.zoellerpumps.com/en-us/products/sewage-pumps/commercial/290-series | EA | 1946 |  | 53514141417 | 99 | LB | 21.25 | 11.75 | 14.75 | 12 Months | YES
395-0034 | GX295 3F/50'Cd/460V/3Ph/Ex Pr | GX295 3F/50'Cd/460V/3Ph/Ex Pr/FM/CSA | https://www.zoellerpumps.com/en-us/products/sewage-pumps/commercial/290-series | EA | 4227 |  | 53514144869 | 125 | LB | 32 | 12 | 15 | 12 Months | NO
395-0036 | F295 3F/25'Cd/230V/3Ph/cCSAus | F295 3F/25'Cd/230V/3Ph/cCSAus/UL | https://www.zoellerpumps.com/en-us/products/sewage-pumps/commercial/290-series | EA | 2056 |  | 53514161835 | 102 | LB | 21.25 | 11.75 | 14.75 | 12 Months | YES
395-0037 | H295 3F/50'Cd/200-208V/1Ph/cCSAus | H295 3F/50'Cd/200-208V/1Ph/cCSAus | https://www.zoellerpumps.com/en-us/products/sewage-pumps/commercial/290-series | EA | 2122 |  | 53514177621 | 89 | LB | 21.25 | 11.75 | 14.75 | 12 Months | YES
395-0038 | I295 3F/50'Cd/200-208V/1Ph/cCSAus | I295 3F/50'Cd/200-208V/1Ph/cCSAus | https://www.zoellerpumps.com/en-us/products/sewage-pumps/commercial/290-series | EA | 2026 |  | 53514178109 | 102 | LB | 21.25 | 11.75 | 14.75 | 12 Months | YES
395-0039 | WD295 3F/35'Cd/230V/1Ph | WD295 3F/35'Cd/230V/1Ph | https://www.zoellerpumps.com/en-us/products/sewage-pumps/commercial/290-series | EA | 2126 |  | 53514179014 | 90 | LB | 21.25 | 11.75 | 14.75 | 12 Months | NO
395-0040 | GX295 3F/35'Cd/460V/3Ph/Ex Pr | GX295 3F/35'Cd/460V/3Ph/Ex Pr/FM/CSA | https://www.zoellerpumps.com/en-us/products/sewage-pumps/commercial/290-series | EA | 4242 |  | 53514199302 | 122 | LB | 32 | 12 | 15 | 12 Months | NO
395-0041 | JX295 3F/35'Cd/200-208V/3Ph/Ex Pr | JX295 3F/35'Cd/200-208V/3Ph/Ex Pr/FM/CSA | https://www.zoellerpumps.com/en-us/products/sewage-pumps/commercial/290-series | EA | 4192 |  | 53514256043 | 121 | LB | 32 | 12 | 15 | 12 Months | NO
395-0043 | IX295 3F/200-208V/1Ph/Ex Pr | IX295 3F/200-208V/1Ph/Ex Pr/FM/CSA | https://www.zoellerpumps.com/en-us/products/sewage-pumps/commercial/290-series | EA | 4002 |  | 53514313913 | 121 | LB | 32 | 12 | 15 | 12 Months | NO
395-0045 | FX295 3F/35'Cd/230V/3Ph/Ex Pr | FX295 3F/35'Cd/230V/3Ph/Ex Pr/FM/CSA | https://www.zoellerpumps.com/en-us/products/sewage-pumps/commercial/290-series | EA | 4192 |  | 53514351113 | 121 | LB | 32 | 12 | 15 | 12 Months | NO
395-0046 | EX295 3F/35'Cord/230V/1Ph/Ex Pr | EX295 3F/35'Cord/230V/1Ph/Ex Pr/FM/CSA | https://www.zoellerpumps.com/en-us/products/sewage-pumps/commercial/290-series | EA | 4072 |  | 53514361501 | 121 | LB | 32 | 12 | 15 | 12 Months | NO
395-0047 | BA295 3F/50'Cd/575V/3Ph/cCSAus | BA295 3F/50'Cd/575V/3Ph/cCSAus | https://www.zoellerpumps.com/en-us/products/sewage-pumps/commercial/290-series | EA | 2151 |  | 53514363697 | 92 | LB | 21.25 | 11.75 | 14.75 | 12 Months | YES
395-0048 | BA295 3F/35'Cd/575V/3Ph/cCSAus | BA295 3F/35'Cd/575V/3Ph/cCSAus | https://www.zoellerpumps.com/en-us/products/sewage-pumps/commercial/290-series | EA | 2116 |  | 53514364564 | 92 | LB | 21.25 | 11.75 | 14.75 | 12 Months | YES
395-0051 | JX295 3F/50'Cd/200-208V/3Ph/Ex Pr | JX295 3F/50'Cd/200-208V/3Ph/Ex Pr/FM/CSA | https://www.zoellerpumps.com/en-us/products/sewage-pumps/commercial/290-series | EA | 4227 |  | 53514386429 | 122 | LB | 32 | 12 | 15 | 12 Months | NO
395-0054 | BAX295 3F/35'Cd/575V/3Ph/Ex Pr | BAX295 3F/35'Cd/575V/3Ph/Ex Pr | https://www.zoellerpumps.com/en-us/products/sewage-pumps/commercial/290-series | EA | 4242 |  | 53514429188 | 121 | LB | 32 | 12 | 15 | 12 Months | NO
395-0056 | EX295 3F/50'Cd/230V/1Ph/Ex Pr | EX295 3F/50'Cd/230V/1Ph/Ex Pr/FM/CSA | https://www.zoellerpumps.com/en-us/products/sewage-pumps/commercial/290-series | EA | 4107 |  | 53514434762 | 126 | LB | 32 | 12 | 15 | 12 Months | NO
395-0057 | G295 3F/460V/3Ph/cCSAus/Br Impeller | G295 3F/460V/3Ph/cCSAus/UL/Br Impeller | https://www.zoellerpumps.com/en-us/products/sewage-pumps/commercial/290-series | EA | 2091 |  | 53514436674 | 91 | LB | 21.25 | 11.75 | 14.75 | 12 Months | YES
395-0058 | WD295 3F/50'Cd/230V/1Ph | WD295 3F/50'Cd/230V/1Ph | https://www.zoellerpumps.com/en-us/products/sewage-pumps/commercial/290-series | EA | 2161 |  | 53514447502 | 90 | LB | 21.25 | 11.75 | 14.75 | 12 Months | NO
395-0059 | BAX295 3F/50'Cd/575V/3Ph/Ex Pr | BAX295 3F/50'Cd/575V/3Ph/Ex Pr | https://www.zoellerpumps.com/en-us/products/sewage-pumps/commercial/290-series | EA | 4277 |  | 53514450946 | 121 | LB | 32 | 12 | 15 | 12 Months | NO
395-0060 | BA295 3F/575V/3Ph/cCSAus/Br Impeller | BA295 3F/575V/3Ph/cCSAus/Br Impeller | https://www.zoellerpumps.com/en-us/products/sewage-pumps/commercial/290-series | EA | 1971 |  | 53514465186 | 91 | LB | 21.25 | 11.75 | 14.75 | 12 Months | YES
395-0062 | JX295 3F/200-208V/3Ph/Ex Pr | JX295 3F/200-208V/3Ph/Ex Pr | https://www.zoellerpumps.com/en-us/products/sewage-pumps/commercial/290-series | EA | 4077 |  | 53514466220 | 121 | LB | 32 | 12 | 15 | 12 Months | NO
395-0063 | I295 3F/35'Cd/200-208V/1Ph/cCSAus | I295 3F/35'Cd/200-208V/1Ph/cCSAus | https://www.zoellerpumps.com/en-us/products/sewage-pumps/commercial/290-series | EA | 1991 |  | 53514467524 | 102 | LB | 21.25 | 11.75 | 14.75 | 12 Months | YES
395-0065 | IX295 3F/35'Cd/200-208V/1Ph/Ex Pr | IX295 3F/35'Cd/200-208V/1Ph/Ex Pr | https://www.zoellerpumps.com/en-us/products/sewage-pumps/commercial/290-series | EA | 4117 |  | 53514481087 | 121 | LB | 32 | 12 | 15 | 12 Months | NO
404-0004 | E404 230V/1Ph/cCSAus | E404 230V/1Ph/cCSAus | https://www.zoellerpumps.com/en-us/products/sewage-pumps/commercial/400-series | EA | 2676 |  | 53514091439 | 136 | LB | 45 | 24.5 | 32.75 | 12 Months | NO
404-0005 | F404 230V/3Ph/cCSAus | F404 230V/3Ph/cCSAus | https://www.zoellerpumps.com/en-us/products/sewage-pumps/commercial/400-series | EA | 2796 |  | 53514091446 | 136 | LB | 45 | 24.5 | 32.75 | 12 Months | NO
404-0006 | G404 460V/3Ph/cCSAus | G404 460V/3Ph/cCSAus | https://www.zoellerpumps.com/en-us/products/sewage-pumps/commercial/400-series | EA | 2796 |  | 53514091453 | 136 | LB | 45 | 24.5 | 32.75 | 12 Months | NO
404-0007 | I404 200-208V/1Ph/cCSAus | I404 200-208V/1Ph/cCSAus | https://www.zoellerpumps.com/en-us/products/sewage-pumps/commercial/400-series | EA | 2721 |  | 53514091460 | 136 | LB | 45 | 24.5 | 32.75 | 12 Months | NO
404-0008 | J404 200-208V/3Ph/cCSAus | J404 200-208V/3Ph/cCSAus | https://www.zoellerpumps.com/en-us/products/sewage-pumps/commercial/400-series | EA | 2796 |  | 53514091477 | 136 | LB | 45 | 24.5 | 32.75 | 12 Months | NO
404-0009 | BA404 575V/3Ph/cCSAus | BA404 575V/3Ph/cCSAus | https://www.zoellerpumps.com/en-us/products/sewage-pumps/commercial/400-series | EA | 2846 |  | 53514091484 | 136 | LB | 45 | 24.5 | 32.75 | 12 Months | YES
404-0010 | WD404 230V/1Ph/cCSAus | WD404 230V/1Ph/cCSAus | https://www.zoellerpumps.com/en-us/products/sewage-pumps/commercial/400-series | EA | 2801 |  | 53514091491 | 138 | LB | 45 | 24.5 | 32.75 | 12 Months | NO
404-0011 | E404 35'Cd/230V/1Ph/cCSAus | E404 35'Cd/230V/1Ph/cCSAus | https://www.zoellerpumps.com/en-us/products/sewage-pumps/commercial/400-series | EA | 2791 |  | 53514104870 | 139 | LB | 45 | 24.5 | 32.75 | 12 Months | NO
404-0012 | J404 35'Cd/200-208V/3Ph/cCSAus | J404 35'Cd/200-208V/3Ph/cCSAus | https://www.zoellerpumps.com/en-us/products/sewage-pumps/commercial/400-series | EA | 2911 |  | 53514105228 | 139 | LB | 45 | 24.5 | 32.75 | 12 Months | NO
404-0013 | IX404 200-208V/1Ph/Ex Pr | IX404 200-208V/1Ph/Ex Pr/FM/CSA | https://www.zoellerpumps.com/en-us/products/sewage-pumps/commercial/400-series | EA | 5617 |  | 53514109165 | 175 | LB | 45 | 24.5 | 32.75 | 12 Months | NO
404-0014 | EX404 230V/1Ph/Ex Pr | EX404 230V/1Ph/Ex Pr/FM/CSA | https://www.zoellerpumps.com/en-us/products/sewage-pumps/commercial/400-series | EA | 5572 |  | 53514109172 | 175 | LB | 45 | 24.5 | 32.75 | 12 Months | NO
404-0015 | JX404 200-208V/3Ph/Ex Pr | JX404 200-208V/3Ph/Ex Pr/FM/CSA | https://www.zoellerpumps.com/en-us/products/sewage-pumps/commercial/400-series | EA | 5692 |  | 53514109202 | 175 | LB | 45 | 24.5 | 32.75 | 12 Months | NO
404-0016 | FX404 230V/3Ph/Ex Pr | FX404 230V/3Ph/Ex Pr/FM/CSA | https://www.zoellerpumps.com/en-us/products/sewage-pumps/commercial/400-series | EA | 5692 |  | 53514109219 | 175 | LB | 45 | 24.5 | 32.75 | 12 Months | NO
404-0017 | GX404 460V/3Ph/Ex Pr | GX404 460V/3Ph/Ex Pr/FM/CSA | https://www.zoellerpumps.com/en-us/products/sewage-pumps/commercial/400-series | EA | 5692 |  | 53514109226 | 175 | LB | 45 | 24.5 | 32.75 | 12 Months | NO
404-0018 | BAX404 575V/3Ph/Ex Pr | BAX404 575V/3Ph/Ex Pr | https://www.zoellerpumps.com/en-us/products/sewage-pumps/commercial/400-series | EA | 5742 |  | 53514109233 | 175 | LB | 45 | 24.5 | 32.75 | 12 Months | NO
404-0019 | J404 50'Cd/200-208V/3Ph/cCSAus | J404 50'Cd/200-208V/3Ph/cCSAus | https://www.zoellerpumps.com/en-us/products/sewage-pumps/commercial/400-series | EA | 2946 |  | 53514143787 | 142 | LB | 45 | 24.5 | 32.75 | 12 Months | NO
404-0020 | F404 25'Cd/230V/3Ph/cCSAus | F404 25'Cd/230V/3Ph/cCSAus | https://www.zoellerpumps.com/en-us/products/sewage-pumps/commercial/400-series | EA | 2901 |  | 53514156954 | 139 | LB | 45 | 24.5 | 32.75 | 12 Months | NO
404-0021 | G404 25'Cd/460V/3Ph/cCSAus | G404 25'Cd/460V/3Ph/cCSAus | https://www.zoellerpumps.com/en-us/products/sewage-pumps/commercial/400-series | EA | 2901 |  | 53514192006 | 137 | LB | 45 | 24.5 | 32.75 | 12 Months | NO
404-0022 | F404 35'Cd/230V/3Ph/cCSAus | F404 35'Cd/230V/3Ph/cCSAus | https://www.zoellerpumps.com/en-us/products/sewage-pumps/commercial/400-series | EA | 2911 |  | 53514195274 | 140 | LB | 45 | 24.5 | 32.75 | 12 Months | NO
404-0023 | EX404 50'Cd/230V/1Ph/Ex Pr | EX404 50'Cd/230V/1Ph/Ex Pr/FM/CSA | https://www.zoellerpumps.com/en-us/products/sewage-pumps/commercial/400-series | EA | 5722 |  | 53514209032 | 178 | LB | 45 | 24.5 | 32.75 | 12 Months | NO
404-0024 | WD404 50' Cord/230V/1Ph/cCSAus | WD404 50' Cord/230V/1Ph/cCSAus | https://www.zoellerpumps.com/en-us/products/sewage-pumps/commercial/400-series | EA | 2951 |  | 53514218485 | 138 | LB | 45 | 24.5 | 32.75 | 12 Months | NO
404-0025 | WD404 35' Cord/230V/1Ph/cCSAus | WD404 35' Cord/230V/1Ph/cCSAus | https://www.zoellerpumps.com/en-us/products/sewage-pumps/commercial/400-series | EA | 2916 |  | 53514221928 | 138 | LB | 45 | 24.5 | 32.75 | 12 Months | NO
404-0026 | G404 50'Cd/460V/3Ph/cCSAus | G404 50'Cd/460V/3Ph/cCSAus | https://www.zoellerpumps.com/en-us/products/sewage-pumps/commercial/400-series | EA | 2946 |  | 53514246761 | 137 | LB | 45 | 24.5 | 32.75 | 12 Months | NO
404-0027 | JX404 50'Cd/200-208V/3Ph/Ex Pr | JX404 50'Cd/200-208V/3Ph/Ex Pr/FM/CSA | https://www.zoellerpumps.com/en-us/products/sewage-pumps/commercial/400-series | EA | 5842 |  | 53514252779 | 178 | LB | 45 | 24.5 | 32.75 | 12 Months | NO
404-0028 | I404 50'Cd/200-208V/1Ph/cCSAus | I404 50'Cd/200-208V/1Ph/cCSAus | https://www.zoellerpumps.com/en-us/products/sewage-pumps/commercial/400-series | EA | 2871 |  | 53514279073 | 138 | LB | 45 | 24.5 | 32.75 | 12 Months | NO
404-0031 | E404 50'Cd/230V/1Ph/cCSAus | E404 50'Cd/230V/1Ph/cCSAus | https://www.zoellerpumps.com/en-us/products/sewage-pumps/commercial/400-series | EA | 2826 |  | 53514310387 | 140 | LB | 45 | 24.5 | 32.75 | 12 Months | NO
404-0032 | GX404 50'Cd/460V/3Ph/Ex Pr | GX404 50'Cd/460V/3Ph/Ex Pr/FM/CSA | https://www.zoellerpumps.com/en-us/products/sewage-pumps/commercial/400-series | EA | 5842 |  | 53514313920 | 178 | LB | 45 | 24.5 | 32.75 | 12 Months | NO
404-0033 | G404 35'Cd/460V/3Ph/cCSAus | G404 35'Cd/460V/3Ph/cCSAus | https://www.zoellerpumps.com/en-us/products/sewage-pumps/commercial/400-series | EA | 2911 |  | 53514341305 | 135 |  | 0 | 0 | 0 | 12 Months | NO
404-0034 | EX404 35'Cd/230V/1Ph/Ex Pr | EX404 35'Cd/230V/1Ph/Ex Pr/FM/CSA | https://www.zoellerpumps.com/en-us/products/sewage-pumps/commercial/400-series | EA | 5687 |  | 53514364663 | 178 | LB | 45 | 24.5 | 32.75 | 12 Months | NO
404-0035 | EX404 25'Cd/230V/1Ph/Ex Pr | EX404 25'Cd/230V/1Ph/Ex Pr/FM/CSA | https://www.zoellerpumps.com/en-us/products/sewage-pumps/commercial/400-series | EA | 5677 |  | 53514381073 | 178 | LB | 45 | 24.5 | 32.75 | 12 Months | NO
404-0036 | I404 35'Cd/200-208V/1Ph/cCSAus | I404 35'Cd/200-208V/1Ph/cCSAus | https://www.zoellerpumps.com/en-us/products/sewage-pumps/commercial/400-series | EA | 2836 |  | 53514389864 | 138 | LB | 45 | 24.5 | 32.75 | 12 Months | NO
404-0037 | FX404 50'Cd/230V/3Ph/Ex Pr | FX404 50'Cd/230V/3Ph/Ex Pr/FM/CSA | https://www.zoellerpumps.com/en-us/products/sewage-pumps/commercial/400-series | EA | 5842 |  | 53514426064 | 175 | LB | 45 | 24.5 | 32.75 | 12 Months | NO
404-0039 | BAX404 50'Cd/575V/3Ph/Ex Pr | BAX404 50'Cd/575V/3Ph/Ex Pr | https://www.zoellerpumps.com/en-us/products/sewage-pumps/commercial/400-series | EA | 5842 |  | 53514438371 | 175 | LB | 45 | 24.5 | 32.75 | 12 Months | NO
404-0040 | BA404 50'Cd/575V/3Ph/cCSAus | BA404 50'Cd/575V/3Ph/cCSAus | https://www.zoellerpumps.com/en-us/products/sewage-pumps/commercial/400-series | EA | 2996 |  | 53514480820 | 136 | LB | 45 | 24.5 | 32.75 | 12 Months | YES
405-0004 | E405 230V/1Ph/CSA | E405 230V/1Ph/CSA | https://www.zoellerpumps.com/en-us/products/sewage-pumps/commercial/400-series | EA | 3149 |  | 53514025588 | 136 | LB | 45 | 24.5 | 32.75 | 12 Months | NO
405-0006 | I405 200-208V/1Ph/cCSAus | I405 200-208V/1Ph/cCSAus | https://www.zoellerpumps.com/en-us/products/sewage-pumps/commercial/400-series | EA | 3194 |  | 53514025601 | 136 | LB | 45 | 24.5 | 32.75 | 12 Months | NO
405-0007 | J405 200-208V/3Ph/cCSAus | J405 200-208V/3Ph/cCSAus | https://www.zoellerpumps.com/en-us/products/sewage-pumps/commercial/400-series | EA | 3269 |  | 53514025618 | 136 | LB | 45 | 24.5 | 32.75 | 12 Months | NO
405-0008 | F405 230V/3Ph/cCSAus | F405 230V/3Ph/cCSAus | https://www.zoellerpumps.com/en-us/products/sewage-pumps/commercial/400-series | EA | 3269 |  | 53514025625 | 136 | LB | 45 | 24.5 | 32.75 | 12 Months | NO
405-0009 | G405 460V/3Ph/cCSAus | G405 460V/3Ph/cCSAus | https://www.zoellerpumps.com/en-us/products/sewage-pumps/commercial/400-series | EA | 3269 |  | 53514025632 | 136 | LB | 45 | 24.5 | 32.75 | 12 Months | NO
405-0010 | I405 25'Cd/200-208V/1Ph/cCSAus | I405 25'Cd/200-208V/1Ph/cCSAus | https://www.zoellerpumps.com/en-us/products/sewage-pumps/commercial/400-series | EA | 3299 |  | 53514027438 | 138 | LB | 45 | 24.5 | 32.75 | 12 Months | NO
405-0011 | G405 25'Cd/460V/3Ph/cCSAus | G405 25'Cd/460V/3Ph/cCSAus | https://www.zoellerpumps.com/en-us/products/sewage-pumps/commercial/400-series | EA | 3374 |  | 53514027841 | 138 | LB | 45 | 24.5 | 32.75 | 12 Months | NO
405-0014 | E405 25'Cd/230V/1Ph/CSA | E405 25'Cd/230V/1Ph/CSA | https://www.zoellerpumps.com/en-us/products/sewage-pumps/commercial/400-series | EA | 3254 |  | 53514043230 | 138 | LB | 45 | 24.5 | 32.75 | 12 Months | NO
405-0015 | E405 50'Cd/230V/1Ph/CSA | E405 50'Cd/230V/1Ph/CSA | https://www.zoellerpumps.com/en-us/products/sewage-pumps/commercial/400-series | EA | 3299 |  | 53514045746 | 146 | LB | 45 | 24.5 | 32.75 | 12 Months | NO
405-0016 | J405 50'Cd/200-208V/3Ph/cCSAus | J405 50'Cd/200-208V/3Ph/cCSAus | https://www.zoellerpumps.com/en-us/products/sewage-pumps/commercial/400-series | EA | 3419 |  | 53514048501 | 146 | LB | 45 | 24.5 | 32.75 | 12 Months | NO
405-0017 | G405 50'Cd/460V/3Ph/cCSAus | G405 50'Cd/460V/3Ph/cCSAus | https://www.zoellerpumps.com/en-us/products/sewage-pumps/commercial/400-series | EA | 3419 |  | 53514053932 | 148 | LB | 45 | 24.5 | 32.75 | 12 Months | NO
405-0018 | F405 25'Cd/230V/3Ph/cCSAus | F405 25'Cd/230V/3Ph/cCSAus | https://www.zoellerpumps.com/en-us/products/sewage-pumps/commercial/400-series | EA | 3374 |  | 53514056278 | 138 | LB | 45 | 24.5 | 32.75 | 12 Months | NO
405-0019 | E405 35'Cd/230V/1Ph/CSA | E405 35'Cd/230V/1Ph/CSA | https://www.zoellerpumps.com/en-us/products/sewage-pumps/commercial/400-series | EA | 3264 |  | 53514056469 | 141 | LB | 45 | 24.5 | 32.75 | 12 Months | NO
405-0020 | BA405 575V/3Ph/cCSAus | BA405 575V/3Ph/cCSAus | https://www.zoellerpumps.com/en-us/products/sewage-pumps/commercial/400-series | EA | 3319 |  | 53514072650 | 136 | LB | 45 | 24.5 | 32.75 | 12 Months | YES
405-0022 | I405 50'Cd/200-208V/1Ph/cCSAus | I405 50'Cd/200-208V/1Ph/cCSAus | https://www.zoellerpumps.com/en-us/products/sewage-pumps/commercial/400-series | EA | 3344 |  | 53514081720 | 146 | LB | 45 | 24.5 | 32.75 | 12 Months | NO
405-0023 | WD405 230V/1Ph/CSA | WD405 230V/1Ph/CSA | https://www.zoellerpumps.com/en-us/products/sewage-pumps/commercial/400-series | EA | 3212 |  | 53514090111 | 139 | LB | 45 | 24.5 | 32.75 | 12 Months | NO
405-0024 | J405 25'Cd/200-208V/3Ph/cCSAus | J405 25'Cd/200-208V/3Ph/cCSAus | https://www.zoellerpumps.com/en-us/products/sewage-pumps/commercial/400-series | EA | 3374 |  | 53514100735 | 138 | LB | 45 | 24.5 | 32.75 | 12 Months | NO
405-0025 | WD405 35'Cd/230V/1Ph/CSA | WD405 35'Cd/230V/1Ph/CSA | https://www.zoellerpumps.com/en-us/products/sewage-pumps/commercial/400-series | EA | 3327 |  | 53514105020 | 140 | LB | 45 | 24.5 | 32.75 | 12 Months | NO
405-0026 | G405 35'Cd/460V/3Ph/cCSAus | G405 35'Cd/460V/3Ph/cCSAus | https://www.zoellerpumps.com/en-us/products/sewage-pumps/commercial/400-series | EA | 3384 |  | 53514105129 | 146 | LB | 45 | 24.5 | 32.75 | 12 Months | NO
405-0027 | IX405 200-208V/1Ph/Ex Pr | IX405 200-208V/1Ph/Ex Pr/FM/CSA | https://www.zoellerpumps.com/en-us/products/sewage-pumps/commercial/400-series | EA | 6606 |  | 53514109189 | 175 | LB | 45 | 24.5 | 32.75 | 12 Months | NO
405-0028 | EX405 230V/1Ph/Ex Pr | EX405 230V/1Ph/Ex Pr/FM/CSA | https://www.zoellerpumps.com/en-us/products/sewage-pumps/commercial/400-series | EA | 6561 |  | 53514109196 | 175 | LB | 45 | 24.5 | 32.75 | 12 Months | NO
405-0029 | JX405 200-208V/3Ph/Ex Pr | JX405 200-208V/3Ph/Ex Pr/FM/CSA | https://www.zoellerpumps.com/en-us/products/sewage-pumps/commercial/400-series | EA | 6681 |  | 53514109240 | 175 | LB | 45 | 24.5 | 32.75 | 12 Months | NO
405-0030 | FX405 230V/3Ph/Ex Pr | FX405 230V/3Ph/Ex Pr/FM/CSA | https://www.zoellerpumps.com/en-us/products/sewage-pumps/commercial/400-series | EA | 6681 |  | 53514109257 | 175 | LB | 45 | 24.5 | 32.75 | 12 Months | NO
405-0031 | GX405 460V/3Ph/Ex Pr | GX405 460V/3Ph/Ex Pr/FM/CSA | https://www.zoellerpumps.com/en-us/products/sewage-pumps/commercial/400-series | EA | 6681 |  | 53514109264 | 175 | LB | 45 | 24.5 | 32.75 | 12 Months | NO
405-0032 | BAX405 575V/3Ph/Ex Pr | BAX405 575V/3Ph/Ex Pr | https://www.zoellerpumps.com/en-us/products/sewage-pumps/commercial/400-series | EA | 6731 |  | 53514109271 | 175 | LB | 45 | 24.5 | 32.75 | 12 Months | NO
405-0033 | WD405 50'Cd/230V/1Ph/CSA | WD405 50'Cd/230V/1Ph/CSA | https://www.zoellerpumps.com/en-us/products/sewage-pumps/commercial/400-series | EA | 3362 |  | 53514115982 | 140 | LB | 45 | 24.5 | 32.75 | 12 Months | NO
405-0036 | J405 35'Cd/200-208V/3Ph/cCSAus | J405 35'Cd/200-208V/3Ph/cCSAus | https://www.zoellerpumps.com/en-us/products/sewage-pumps/commercial/400-series | EA | 3384 |  | 53514194581 | 143 | LB | 45 | 24.5 | 32.75 | 12 Months | NO
405-0037 | BAX405 50'Cd/575V/3Ph/Ex Pr | BAX405 50'Cd/575V/3Ph/Ex Pr | https://www.zoellerpumps.com/en-us/products/sewage-pumps/commercial/400-series | EA | 6881 |  | 53514199111 | 178 | LB | 45 | 24.5 | 32.75 | 12 Months | NO
405-0038 | EX405 50'Cd/230V/1Ph/Ex Pr | EX405 50'Cd/230V/1Ph/Ex Pr/FM/CSA | https://www.zoellerpumps.com/en-us/products/sewage-pumps/commercial/400-series | EA | 6711 |  | 53514208912 | 178 | LB | 45 | 24.5 | 32.75 | 12 Months | NO
405-0039 | BA405 35' Cord/575V/3Ph/cCSAus | BA405 35' Cord/575V/3Ph/cCSAus | https://www.zoellerpumps.com/en-us/products/sewage-pumps/commercial/400-series | EA | 3434 |  | 53514226930 | 136 | LB | 45 | 24.5 | 32.75 | 12 Months | YES
405-0040 | I405 35'Cd/200-208V/1Ph/cCSAus | I405 35'Cd/200-208V/1Ph/cCSAus | https://www.zoellerpumps.com/en-us/products/sewage-pumps/commercial/400-series | EA | 3309 |  | 53514232771 | 138 | LB | 45 | 24.5 | 32.75 | 12 Months | NO
405-0041 | JX405 50'CD/200-208V/3Ph/Ex Pr | JX405 50'CD/200-208V/3Ph/Ex Pr/FM/CSA | https://www.zoellerpumps.com/en-us/products/sewage-pumps/commercial/400-series | EA | 6831 |  | 53514239213 | 178 | LB | 45 | 24.5 | 32.75 | 12 Months | NO
405-0042 | EX405 35'Cd/230V/1Ph/Ex Pr | EX405 35'Cd/230V/1Ph/Ex Pr/FM/CSA | https://www.zoellerpumps.com/en-us/products/sewage-pumps/commercial/400-series | EA | 6676 |  | 53514259006 | 177 | LB | 45 | 24.5 | 32.75 | 12 Months | NO
405-0043 | F405 35'Cd/230V/3Ph/cCSAus | F405 35'Cd/230V/3Ph/cCSAus | https://www.zoellerpumps.com/en-us/products/sewage-pumps/commercial/400-series | EA | 3384 |  | 53514270575 | 138 | LB | 45 | 24.5 | 32.75 | 12 Months | NO
405-0044 | F405 50'Cd/230V/3Ph/cCSAus | F405 50'Cd/230V/3Ph/cCSAus | https://www.zoellerpumps.com/en-us/products/sewage-pumps/commercial/400-series | EA | 3419 |  | 53514280833 | 140 | LB | 45 | 24.5 | 32.75 | 12 Months | NO
405-0047 | EX405 25'Cd/230V/1Ph/Ex Pr | EX405 25'Cd/230V/1Ph/Ex Pr/FM/CSA | https://www.zoellerpumps.com/en-us/products/sewage-pumps/commercial/400-series | EA | 6666 |  | 53514322502 | 177 | LB | 45 | 24.5 | 32.75 | 12 Months | NO
405-0048 | GX405 50'Cd/460V/3Ph/Ex Pr | GX405 50'Cd/460V/3Ph/Ex Pr | https://www.zoellerpumps.com/en-us/products/sewage-pumps/commercial/400-series | EA | 6831 |  | 53514476786 | 175 | LB | 45 | 24.5 | 32.75 | 12 Months | NO
4140-0002 | N4140 115V/1Ph/DS/cCSAus | N4140 115V/1Ph/DS/cCSAus | https://www.zoellerpumps.com/en-us/products/sump-effluent-pumps/effluent/140-series | EA | 1072 |  | 53514057824 | 65 | LB | 20.5 | 11 | 13.75 | 12 Months | YES
4140-0004 | E4140 230V/1Ph/Dbl Sl/cCSAus | E4140 230V/1Ph/Dbl Sl/cCSAus | https://www.zoellerpumps.com/en-us/products/sump-effluent-pumps/effluent/140-series | EA | 1143 |  | 53514062583 | 65 | LB | 20.5 | 11 | 13.75 | 12 Months | YES
4140-0007 | BN4140 115V/1Ph/Dbl Sl/Pb15'/cCSAus | BN4140 115V/1Ph/Dbl Sl/Pb15'/cCSAus | https://www.zoellerpumps.com/en-us/products/sump-effluent-pumps/effluent/140-series | EA | 1109 |  | 53514077440 | 66 | LB | 20.5 | 11 | 13.75 | 12 Months | YES
4140-0008 | BE4140 230V/1Ph/DS/Pb15'/cCSAus | BE4140 230V/1Ph/DS/Pb15'/cCSAus | https://www.zoellerpumps.com/en-us/products/sump-effluent-pumps/effluent/140-series | EA | 1176 |  | 53514105860 | 66 | LB | 20.5 | 11 | 13.75 | 12 Months | YES
4140-0009 | N4140 25'Cd/115V/1Ph/DS/cCSAus | N4140 25'Cd/115V/1Ph/DS/cCSAus | https://www.zoellerpumps.com/en-us/products/sump-effluent-pumps/effluent/140-series | EA | 1132 |  | 53514105921 | 66 | LB | 20.5 | 11 | 13.75 | 12 Months | YES
4140-0010 | E4140 25'Cd/230V/1Ph/DS/cCSAus | E4140 25'Cd/230V/1Ph/DS/cCSAus | https://www.zoellerpumps.com/en-us/products/sump-effluent-pumps/effluent/140-series | EA | 1203 |  | 53514183608 | 66 | LB | 20.5 | 11 | 13.75 | 12 Months | YES
4140-0011 | E4140 50'Cd/230V/1Ph/DS/cCSAus | E4140 50'Cd/230V/1Ph/DS/cCSAus | https://www.zoellerpumps.com/en-us/products/sump-effluent-pumps/effluent/140-series | EA | 1253 |  | 53514204051 | 68 | LB | 20.5 | 11 | 13.75 | 12 Months | YES
4140-0012 | E4140 35'Cd/230V/1Ph/DS/cCSAus | E4140 35'Cd/230V/1Ph/DS/cCSAus | https://www.zoellerpumps.com/en-us/products/sump-effluent-pumps/effluent/140-series | EA | 1223 |  | 53514255121 | 66 | LB | 20.5 | 11 | 13.75 | 12 Months | YES
4140-0015 | N4140 35'Cd/115V/1Ph/DS/cCSAus | N4140 35'Cd/115V/1Ph/DS/cCSAus | https://www.zoellerpumps.com/en-us/products/sump-effluent-pumps/effluent/140-series | EA | 1152 |  | 53514343644 | 66 | LB | 20.5 | 11 | 13.75 | 12 Months | YES
4140-0016 | BN4140 35'Cd/115V/1Ph/Dbl Sl/Pb35'/cCSAus | BN4140 35'Cd/115V/1Ph/Dbl Sl/Pb35'/cCSAus | https://www.zoellerpumps.com/en-us/products/sump-effluent-pumps/effluent/140-series | EA | 1189 |  | 53514449766 | 66 | LB | 20.5 | 11 | 13.75 | 12 Months | YES
4145-0002 | N4145 115V/1Ph/60Hz/DS/HH Centrifugal/cCSAus | N4145 115V/1Ph/60Hz/DS/HH Centrifugal/cCSAus | https://www.zoellerpumps.com/en-us/products/sump-effluent-pumps/effluent/140-series | EA | 1034 |  | 53514217556 | 63 | LB | 16.5 | 11 | 13.75 | 12 Months | YES
4145-0004 | E4145 230V/1Ph/Dbl Sl/HHCentrifugal/cCSAus | E4145 230V/1Ph/Dbl Sl/HHCentrifugal/cCSAus | https://www.zoellerpumps.com/en-us/products/sump-effluent-pumps/effluent/140-series | EA | 1113 |  | 53514317263 | 63 | LB | 20.5 | 11 | 13.75 | 12 Months | YES
4145-0005 | BN4145 115V/1Ph/60Hz/Dbl Sl/HHCentrifugal/cCSAus | BN4145 115V/1Ph/60Hz/Dbl Sl/HHCentrifugal/cCSAus | https://www.zoellerpumps.com/en-us/products/sump-effluent-pumps/effluent/140-series | EA | 1076 |  | 53514238377 | 64 | LB | 16.5 | 11 | 13.75 | 12 Months | YES
4145-0009 | N4145 35'Cd/115V/1Ph/60Hz/DS/HH Centrifugal/cCSAus | N4145 35'Cd/115V/1Ph/60Hz/DS/HH Centrifugal/cCSAus | https://www.zoellerpumps.com/en-us/products/sump-effluent-pumps/effluent/140-series | EA | 1149 |  | 53514355470 | 67 | LB | 16.5 | 11 | 13.75 | 12 Months | YES
4145-0010 | BN4145 35'Cds/115V/1Ph/60Hz/Dbl Sl/HH Centrifugal/cCSAus | BN4145 35'Cds/115V/1Ph/60Hz/Dbl Sl/HH Centrifugal/cCSAus | https://www.zoellerpumps.com/en-us/products/sump-effluent-pumps/effluent/140-series | EA | 1191 |  | 53514469603 | 65 | LB | 16.5 | 11 | 13.75 | 12 Months | YES
4161-0002 | N4161 115V/1Ph/DS/cCSAus | N4161 115V/1Ph/DS/cCSAus | https://www.zoellerpumps.com/en-us/products/sump-effluent-pumps/effluent/140-series | EA | 1751 |  | 53514050412 | 89 | LB | 22.62 | 11.75 | 14.75 | 12 Months | YES
4161-0004 | E4161 230V/1Ph/DS/cCSAus | E4161 230V/1Ph/DS/cCSAus/UL | https://www.zoellerpumps.com/en-us/products/sump-effluent-pumps/commercial/160-series | EA | 1787 |  | 53514050429 | 89 | LB | 22.62 | 11.75 | 14.75 | 12 Months | YES
4161-0005 | I4161 200-208V/1Ph/DS/cCSAus | I4161 200-208V/1Ph/DS/cCSAus | https://www.zoellerpumps.com/en-us/products/sump-effluent-pumps/commercial/160-series | EA | 1832 |  | 53514050436 | 89 | LB | 22.62 | 11.75 | 14.75 | 12 Months | YES
4161-0006 | J4161 200-208V/3Ph/DS/cCSAus | J4161 200-208V/3Ph/DS/cCSAus/UL | https://www.zoellerpumps.com/en-us/products/sump-effluent-pumps/commercial/160-series | EA | 1907 |  | 53514050443 | 89 | LB | 22.62 | 11.75 | 14.75 | 12 Months | YES
4161-0007 | F4161 230V/3Ph/cCSAus/DS | F4161 230V/3Ph/cCSAus/DS/UL | https://www.zoellerpumps.com/en-us/products/sump-effluent-pumps/commercial/160-series | EA | 1907 |  | 53514050450 | 89 | LB | 22.62 | 11.75 | 14.75 | 12 Months | YES
4161-0008 | G4161 460V/3Ph/DS/cCSAus | G4161 460V/3Ph/DS/cCSAus/UL | https://www.zoellerpumps.com/en-us/products/sump-effluent-pumps/commercial/160-series | EA | 1907 |  | 53514050467 | 89 | LB | 22.62 | 11.75 | 14.75 | 12 Months | YES
4161-0017 | G4161 50'Cd/460V/3Ph/DS/cCSAus | G4161 50'Cd/460V/3Ph/DS/cCSAus/UL | https://www.zoellerpumps.com/en-us/products/sump-effluent-pumps/commercial/160-series | EA | 2057 |  | 53514098384 | 98 | LB | 22.62 | 11.75 | 14.75 | 12 Months | YES
4161-0018 | N4161 25'Cd/115V/1Ph/DS/cCSAus | N4161 25'Cd/115V/1Ph/DS/cCSAus | https://www.zoellerpumps.com/en-us/products/sump-effluent-pumps/commercial/160-series | EA | 1856 |  | 53514117436 | 89 | LB | 22.62 | 11.75 | 14.75 | 12 Months | YES
4161-0019 | N4161 35'Cd/115V/1Ph/DS/cCSAus | N4161 35'Cd/115V/1Ph/DS/cCSAus | https://www.zoellerpumps.com/en-us/products/sump-effluent-pumps/commercial/160-series | EA | 1866 |  | 53514126735 | 89 | LB | 22.62 | 11.75 | 14.75 | 12 Months | YES
4161-0022 | G4161 35'Cd/460V/3Ph/DS/cCSAus | G4161 35'Cd/460V/3Ph/DS/cCSAus/UL | https://www.zoellerpumps.com/en-us/products/sump-effluent-pumps/commercial/160-series | EA | 2022 |  | 53514169565 | 100 | LB | 22.62 | 11.75 | 14.75 | 12 Months | YES
4161-0024 | N4161 50'Cd/115V/1Ph/DS/cCSAus | N4161 50'Cd/115V/1Ph/DS/cCSAus | https://www.zoellerpumps.com/en-us/products/sump-effluent-pumps/commercial/160-series | EA | 1901 |  | 53514189402 | 93 | LB |  |  |  | 12 Months | YES
4161-0025 | E4161 50'Cd/230V/1Ph/DS/cCSAus | E4161 50'Cd/230V/1Ph/DS/cCSAus/UL | https://www.zoellerpumps.com/en-us/products/sump-effluent-pumps/commercial/160-series | EA | 1937 |  | 53514193973 | 92 | LB |  |  |  | 12 Months | YES
4161-0026 | E4161 25'Cd/230V/1Ph/DS/cCSAus | E4161 25'Cd/230V/1Ph/DS/cCSAus/UL | https://www.zoellerpumps.com/en-us/products/sump-effluent-pumps/commercial/160-series | EA | 1892 |  | 53514200220 | 91 | LB | 22.62 | 11.75 | 14.75 | 12 Months | YES
4161-0028 | F4161 35'Cd/230V/3Ph/DS/cCSAus | F4161 35'Cd/230V/3Ph/DS/cCSAus/UL | https://www.zoellerpumps.com/en-us/products/sump-effluent-pumps/commercial/160-series | EA | 2022 |  | 53514287276 | 90 | LB | 22.62 | 11.75 | 14.75 | 12 Months | YES
4161-0030 | E4161 35'Cd/230V/1Ph/DS/cCSAus | E4161 35'Cd/230V/1Ph/DS/cCSAus/UL | https://www.zoellerpumps.com/en-us/products/sump-effluent-pumps/commercial/160-series | EA | 2069 |  | 53514364946 | 91 | LB | 22.62 | 11.75 | 14.75 | 12 Months | YES
4161-0032 | J4161 50'Cd/200-208V/3Ph/DS/cCSAus | J4161 50'Cd/200-208V/3Ph/DS/cCSAus | https://www.zoellerpumps.com/en-us/products/sump-effluent-pumps/commercial/160-series | EA | 2057 |  | 53514472412 | 90 | LB | 22.62 | 11.75 | 14.75 | 12 Months | YES
4163-0002 | N4163 115V/1Ph/DS/cCSAus | N4163 115V/1Ph/DS/cCSAus | https://www.zoellerpumps.com/en-us/products/sump-effluent-pumps/commercial/160-series | EA | 1751 |  | 53514050535 | 89 | LB | 22.62 | 11.75 | 14.75 | 12 Months | YES
4163-0004 | E4163 230V/1Ph/Dbl Sl/cCSAus | E4163 230V/1Ph/Dbl Sl/cCSAus/UL | https://www.zoellerpumps.com/en-us/products/sump-effluent-pumps/commercial/160-series | EA | 1787 |  | 53514050542 | 89 | LB | 22.62 | 11.75 | 14.75 | 12 Months | YES
4163-0005 | I4163 200-208V/1Ph/DS/cCSAus | I4163 200-208V/1Ph/DS/cCSAus | https://www.zoellerpumps.com/en-us/products/sump-effluent-pumps/commercial/160-series | EA | 1832 |  | 53514050559 | 89 | LB | 22.62 | 11.75 | 14.75 | 12 Months | YES
4163-0006 | J4163 200-208V/3Ph/DS/cCSAus | J4163 200-208V/3Ph/DS/cCSAus/UL | https://www.zoellerpumps.com/en-us/products/sump-effluent-pumps/commercial/160-series | EA | 1907 |  | 53514050566 | 89 | LB | 22.62 | 11.75 | 14.75 | 12 Months | YES
4163-0007 | F4163 230V/3Ph/DS/cCSAus | F4163 230V/3Ph/DS/cCSAus/UL | https://www.zoellerpumps.com/en-us/products/sump-effluent-pumps/commercial/160-series | EA | 1907 |  | 53514050573 | 89 | LB | 22.62 | 11.75 | 14.75 | 12 Months | YES
4163-0008 | G4163 460V/3Ph/DS/cCSAus | G4163 460V/3Ph/DS/cCSAus/UL | https://www.zoellerpumps.com/en-us/products/sump-effluent-pumps/commercial/160-series | EA | 1907 |  | 53514050580 | 89 | LB | 22.62 | 11.75 | 14.75 | 12 Months | YES
4163-0015 | N4163 50'Cd/115V/1Ph/DS/cCSAus | N4163 50'Cd/115V/1Ph/DS/cCSAus | https://www.zoellerpumps.com/en-us/products/sump-effluent-pumps/commercial/160-series | EA | 1901 |  | 53514060855 | 98 | LB | 22.62 | 11.75 | 14.75 | 12 Months | YES
4163-0020 | G4163 35'Cd/460V/3Ph/DS/cCSAus | G4163 35'Cd/460V/3Ph/DS/cCSAus/UL | https://www.zoellerpumps.com/en-us/products/sump-effluent-pumps/commercial/160-series | EA | 1907 |  | 53514127695 | 92 | LB | 22.62 | 11.75 | 14.75 | 12 Months | YES
4163-0022 | N4163 25'Cd/115V/1Ph/DS/cCSAus | N4163 25'Cd/115V/1Ph/DS/cCSAus | https://www.zoellerpumps.com/en-us/products/sump-effluent-pumps/commercial/160-series | EA | 1856 |  | 53514185909 | 93 | LB |  |  |  | 12 Months | YES
4163-0023 | E4163 50'Cd/230V/1Ph/DS/cCSAus | E4163 50'Cd/230V/1Ph/DS/cCSAus/UL | https://www.zoellerpumps.com/en-us/products/sump-effluent-pumps/commercial/160-series | EA | 1937 |  | 53514248390 | 92 | LB | 22.62 | 11.75 | 14.75 | 12 Months | YES
4163-0024 | G4163 50'CD/460V/3PH/DS/cCSAus | G4163 50'CD/460V/3PH/DS/cCSAus/UL | https://www.zoellerpumps.com/en-us/products/sump-effluent-pumps/commercial/160-series | EA | 2057 |  | 53514258481 | 89 | LB | 22.62 | 11.75 | 14.75 | 12 Months | YES
4163-0025 | BA4163 575V/3Ph/DS/cCSAus | BA4163 575V/3Ph/DS/cCSAus | https://www.zoellerpumps.com/en-us/products/sump-effluent-pumps/commercial/160-series | EA | 1957 |  | 53514271992 | 89 | LB | 22.62 | 11.75 | 14.75 | 12 Months | YES
4163-0026 | F4163 35'Cd/230V/3Ph/DS/cCSAus | F4163 35'Cd/230V/3Ph/DS/cCSAus/UL | https://www.zoellerpumps.com/en-us/products/sump-effluent-pumps/commercial/160-series | EA | 2022 |  | 53514321581 | 90 | LB | 22.62 | 11.75 | 14.75 | 12 Months | YES
4163-0028 | J4163 35'Cd/200-208V/3Ph/DS/cCSAus | J4163 35'Cd/200-208V/3Ph/DS/cCSAus/UL | https://www.zoellerpumps.com/en-us/products/sump-effluent-pumps/commercial/160-series | EA | 2022 |  | 53514418908 | 90 | LB | 22.62 | 11.75 | 14.75 | 12 Months | YES
4165-0004 | E4165 230V/1Ph/Dbl Sl/cCSAus | E4165 230V/1Ph/Dbl Sl/cCSAus/UL | https://www.zoellerpumps.com/en-us/products/sump-effluent-pumps/commercial/160-series | EA | 1974 |  | 53514050658 | 89 | LB | 22.62 | 11.75 | 14.75 | 12 Months | YES
4165-0005 | I4165 200-208V/1Ph/DS/cCSAus | I4165 200-208V/1Ph/DS/cCSAus | https://www.zoellerpumps.com/en-us/products/sump-effluent-pumps/commercial/160-series | EA | 2019 |  | 53514050665 | 89 | LB | 22.62 | 11.75 | 14.75 | 12 Months | YES
4165-0006 | J4165 200-208V/3Ph/DS/cCSAus | J4165 200-208V/3Ph/DS/cCSAus/UL | https://www.zoellerpumps.com/en-us/products/sump-effluent-pumps/commercial/160-series | EA | 2094 |  | 53514050672 | 89 | LB | 22.62 | 11.75 | 14.75 | 12 Months | YES
4165-0007 | F4165 230V/3Ph/DS/cCSAus | F4165 230V/3Ph/DS/cCSAus/UL | https://www.zoellerpumps.com/en-us/products/sump-effluent-pumps/commercial/160-series | EA | 2094 |  | 53514050689 | 89 | LB | 22.62 | 11.75 | 14.75 | 12 Months | YES
4165-0008 | G4165 460V/3Ph/DS/cCSAus | G4165 460V/3Ph/DS/cCSAus/UL | https://www.zoellerpumps.com/en-us/products/sump-effluent-pumps/commercial/160-series | EA | 2094 |  | 53514050696 | 89 | LB | 22.62 | 11.75 | 14.75 | 12 Months | YES
4165-0015 | G4165 50'Cd/460V/3Ph/DS/cCSAus | G4165 50'Cd/460V/3Ph/DS/cCSAus/UL | https://www.zoellerpumps.com/en-us/products/sump-effluent-pumps/commercial/160-series | EA | 2244 |  | 53514095604 | 98 | LB | 22.62 | 11.75 | 14.75 | 12 Months | YES
4165-0016 | I4165 35'Cd/200-208V/1Ph/DS/cCSAus | I4165 35'Cd/200-208V/1Ph/DS/cCSAus | https://www.zoellerpumps.com/en-us/products/sump-effluent-pumps/commercial/160-series | EA | 2134 |  | 53514175429 | 91 | LB | 22.62 | 11.75 | 14.75 | 12 Months | YES
4165-0017 | E4165 35'Cd/230V/1Ph/DS/cCSAus | E4165 35'Cd/230V/1Ph/DS/cCSAus/UL | https://www.zoellerpumps.com/en-us/products/sump-effluent-pumps/commercial/160-series | EA | 2089 |  | 53514196004 | 90 | LB | 22.62 | 11.75 | 14.75 | 12 Months | YES
4165-0018 | G4165 25'Cd/460V/3Ph/DS/cCSAus | G4165 25'Cd/460V/3Ph/DS/cCSAus/UL | https://www.zoellerpumps.com/en-us/products/sump-effluent-pumps/commercial/160-series | EA | 2199 |  | 53514210717 | 98 | LB | 22.62 | 11.75 | 14.75 | 12 Months | YES
4165-0020 | J4165 35'Cd/200-208V/3Ph/DS/cCSAus | J4165 35'Cd/200-208V/3Ph/DS/cCSAus/UL | https://www.zoellerpumps.com/en-us/products/sump-effluent-pumps/commercial/160-series | EA | 2209 |  | 53514305178 | 91 | LB | 22.62 | 11.75 | 14.75 | 12 Months | YES
4165-0021 | I4165 50'Cd/200-208V/1Ph/DS/cCSAus | I4165 50'Cd/200-208V/1Ph/DS/cCSAus | https://www.zoellerpumps.com/en-us/products/sump-effluent-pumps/commercial/160-series | EA | 2169 |  | 53514309732 | 93 | LB | 22.62 | 11.75 | 14.75 | 12 Months | YES
4165-0022 | BA4165 575V/3Ph/DS/cCSAus | BA4165 575V/3Ph/DS/cCSAus | https://www.zoellerpumps.com/en-us/products/sump-effluent-pumps/commercial/160-series | EA | 2144 |  | 53514360443 | 89 | LB | 22.62 | 11.75 | 14.75 | 12 Months | YES
4165-0023 | J4165 50'Cd/200-208V/3Ph/DS/cCSAus | J4165 50'Cd/200-208V/3Ph/DS/cCSAus/UL | https://www.zoellerpumps.com/en-us/products/sump-effluent-pumps/commercial/160-series | EA | 2244 |  | 53514362423 | 91 | LB | 22.62 | 11.75 | 14.75 | 12 Months | YES
4165-0025 | E4165 50'Cd/230V/1Ph/DS/cCSAus | E4165 50'Cd/230V/1Ph/DS/cCSAus/UL | https://www.zoellerpumps.com/en-us/products/sump-effluent-pumps/commercial/160-series | EA | 2124 |  | 53514451202 | 90 | LB | 22.62 | 11.75 | 14.75 | 12 Months | YES
4185-0004 | E4185 230V/1Ph/DS/cCSAus | E4185 230V/1Ph/DS/cCSAus/UL | https://www.zoellerpumps.com/en-us/products/sump-effluent-pumps/commercial/180-190-series | EA | 1944 |  | 53514050757 | 92 | LB | 22.62 | 11.75 | 14.75 | 12 Months | YES
4185-0005 | I4185 200-208V/1Ph/DS/cCSAus | I4185 200-208V/1Ph/DS/cCSAus | https://www.zoellerpumps.com/en-us/products/sump-effluent-pumps/commercial/180-190-series | EA | 1989 |  | 53514050764 | 92 | LB | 22.62 | 11.75 | 14.75 | 12 Months | YES
4185-0006 | J4185 200-208V/3Ph/DS/cCSAus | J4185 200-208V/3Ph/DS/cCSAus/UL | https://www.zoellerpumps.com/en-us/products/sump-effluent-pumps/commercial/180-190-series | EA | 2064 |  | 53514050771 | 92 | LB | 22.62 | 11.75 | 14.75 | 12 Months | YES
4185-0007 | F4185 230V/3Ph/DS/cCSAus | F4185 230V/3Ph/DS/cCSAus/UL | https://www.zoellerpumps.com/en-us/products/sump-effluent-pumps/commercial/180-190-series | EA | 2064 |  | 53514050788 | 92 | LB | 22.62 | 11.75 | 14.75 | 12 Months | YES
4185-0008 | G4185 460V/3Ph/DS/cCSAus | G4185 460V/3Ph/DS/cCSAus/UL | https://www.zoellerpumps.com/en-us/products/sump-effluent-pumps/commercial/180-190-series | EA | 2064 |  | 53514050795 | 92 | LB | 22.62 | 11.75 | 14.75 | 12 Months | YES
4185-0014 | J4185 50'Cd/200-208V/3Ph/DS/cCSAus | J4185 50'Cd/200-208V/3Ph/DS/cCSAus/UL | https://www.zoellerpumps.com/en-us/products/sump-effluent-pumps/commercial/180-190-series | EA | 2214 |  | 53514258320 | 93 | LB | 22.625 | 11.75 | 14.75 | 12 Months | YES
4185-0015 | E4185 35'Cd/230V/1Ph/Dbl Sl/cCSAus | E4185 35'Cd/230V/1Ph/Dbl Sl/cCSAus/UL | https://www.zoellerpumps.com/en-us/products/sump-effluent-pumps/commercial/180-190-series | EA | 2059 |  | 53514339760 | 92 | LB | 22.62 | 11.75 | 14.75 | 12 Months | YES
4185-0017 | G4185 50'Cd/460V/3Ph/DS/cCSAus | G4185 50'Cd/460V/3Ph/DS/cCSAus/UL | https://www.zoellerpumps.com/en-us/products/sump-effluent-pumps/commercial/180-190-series | EA | 2214 |  | 53514358563 | 95 | LB | 22.62 | 11.75 | 14.75 | 12 Months | YES
4185-0019 | I4185 50'Cd/200-208V/1Ph/DS/cCSAus | I4185 50'Cd/200-208V/1Ph/DS/cCSAus | https://www.zoellerpumps.com/en-us/products/sump-effluent-pumps/commercial/180-190-series | EA | 2139 |  | 53514418380 | 92 | LB | 22.62 | 11.75 | 14.75 | 12 Months | YES
4186-0004 | E4186 230V/1Ph/DS/CSA | E4186 230V/1Ph/DS/CSA | https://www.zoellerpumps.com/en-us/products/sump-effluent-pumps/commercial/180-190-series | EA | 2172 |  | 53514050856 | 97 | LB | 22.62 | 11.75 | 14.75 | 12 Months | YES
4186-0005 | F4186 230V/3Ph/DS/cCSAus | F4186 230V/3Ph/DS/cCSAus | https://www.zoellerpumps.com/en-us/products/sump-effluent-pumps/commercial/180-190-series | EA | 2292 |  | 53514050863 | 97 | LB | 22.62 | 11.75 | 14.75 | 12 Months | YES
4186-0006 | G4186 460V/3Ph/DS/cCSAus | G4186 460V/3Ph/DS/cCSAus | https://www.zoellerpumps.com/en-us/products/sump-effluent-pumps/commercial/180-190-series | EA | 2292 |  | 53514050870 | 97 | LB | 22.62 | 11.75 | 14.75 | 12 Months | YES
4186-0010 | J4186 200-208V/3Ph/DS/cCSAus | J4186 200-208V/3Ph/DS/cCSAus | https://www.zoellerpumps.com/en-us/products/sump-effluent-pumps/commercial/180-190-series | EA | 2292 |  | 53514206987 | 97 | LB | 0 | 0 | 0 | 12 Months | YES
4186-0011 | G4186 35'Cd/460V/3Ph/DS/cCSAus | G4186 35'Cd/460V/3Ph/DS/cCSAus | https://www.zoellerpumps.com/en-us/products/sump-effluent-pumps/commercial/180-190-series | EA | 2407 |  | 53514312312 | 97 | LB | 22.62 | 11.75 | 14.75 | 12 Months | YES
4186-0012 | E4186 35'Cd/230V/1Ph/Dbl Sl/CSA | E4186 35'Cd/230V/1Ph/Dbl Sl/CSA | https://www.zoellerpumps.com/en-us/products/sump-effluent-pumps/commercial/180-190-series | EA | 2287 |  | 53514337599 | 98 | LB | 22.62 | 11.75 | 14.75 | 12 Months | YES
4186-0013 | BA4186 575V/3Ph/DS/cCSAus | BA4186 575V/3Ph/DS/cCSAus | https://www.zoellerpumps.com/en-us/products/sump-effluent-pumps/commercial/180-190-series | EA | 2342 |  | 53514358211 | 97 | LB | 22.62 | 11.75 | 14.75 | 12 Months | YES
4186-0014 | I4186 200-208V/1Ph/DS/cCSAus | I4186 200-208V/1Ph/DS/cCSAus | https://www.zoellerpumps.com/en-us/products/sump-effluent-pumps/commercial/180-190-series | EA | 2217 |  | 53514423254 | 97 | LB | 22.62 | 11.75 | 14.75 | 12 Months | YES
4186-0016 | I4186 50'Cd/200-208V/1Ph/DS/cCSAus |  |  | EA | 2367 |  | 53514497231 | 97 | LB | 22.62 | 11.75 | 14.75 | 12 Months | YES
4188-0004 | E4188 230V/1Ph/Dbl Sl/CSA | E4188 230V/1Ph/Dbl Sl/CSA | https://www.zoellerpumps.com/en-us/products/sump-effluent-pumps/commercial/180-190-series | EA | 2172 |  | 53514050917 | 97 | LB | 22.62 | 11.75 | 14.75 | 12 Months | YES
4188-0005 | I4188 200-208V/1Ph/DS/cCSAus | I4188 200-208V/1Ph/DS/cCSAus | https://www.zoellerpumps.com/en-us/products/sump-effluent-pumps/commercial/180-190-series | EA | 2217 |  | 53514050924 | 97 | LB | 22.62 | 11.75 | 14.75 | 12 Months | YES
4188-0006 | J4188 200-208V/3Ph/DS/cCSAus | J4188 200-208V/3Ph/DS/cCSAus/UL | https://www.zoellerpumps.com/en-us/products/sump-effluent-pumps/commercial/180-190-series | EA | 2292 |  | 53514050931 | 97 | LB | 22.62 | 11.75 | 14.75 | 12 Months | YES
4188-0007 | F4188 230V/3Ph/DS/cCSAus | F4188 230V/3Ph/DS/cCSAus/UL | https://www.zoellerpumps.com/en-us/products/sump-effluent-pumps/commercial/180-190-series | EA | 2292 |  | 53514050948 | 97 | LB | 22.62 | 11.75 | 14.75 | 12 Months | YES
4188-0008 | G4188 460V/3Ph/DS/cCSAus | G4188 460V/3Ph/DS/cCSAus/UL | https://www.zoellerpumps.com/en-us/products/sump-effluent-pumps/commercial/180-190-series | EA | 2292 |  | 53514050955 | 97 | LB | 22.62 | 11.75 | 14.75 | 12 Months | YES
4188-0014 | J4188 35'Cd/200-208V/3Ph/DS/cCSAus | J4188 35'Cd/200-208V/3Ph/DS/cCSAus/UL | https://www.zoellerpumps.com/en-us/products/sump-effluent-pumps/commercial/180-190-series | EA | 2407 |  | 53514079499 | 101 | LB | 22.62 | 11.75 | 14.75 | 12 Months | YES
4188-0015 | G4188 35'Cd/460V/3Ph/DS/cCSAus | G4188 35'Cd/460V/3Ph/DS/cCSAus/UL | https://www.zoellerpumps.com/en-us/products/sump-effluent-pumps/commercial/180-190-series | EA | 2407 |  | 53514084059 | 97 | LB | 22.62 | 11.75 | 14.75 | 12 Months | YES
4188-0017 | E4188 35'Cd/230V/1Ph/DS/CSA | E4188 35'Cd/230V/1Ph/DS/CSA | https://www.zoellerpumps.com/en-us/products/sump-effluent-pumps/commercial/180-190-series | EA | 2287 |  | 53514174330 | 100 | LB | 22.62 | 11.75 | 14.75 | 12 Months | YES
4188-0020 | E4188 25'Cd/230V/1Ph/DS/CSA | E4188 25'Cd/230V/1Ph/DS/CSA | https://www.zoellerpumps.com/en-us/products/sump-effluent-pumps/commercial/180-190-series | EA | 2277 |  | 53514205515 | 98 | LB | 22.62 | 11.75 | 14.75 | 12 Months | YES
4188-0022 | I4188 35'Cd/200-208V/1Ph/DS/cCSAus | I4188 35'Cd/200-208V/1Ph/DS/cCSAus | https://www.zoellerpumps.com/en-us/products/sump-effluent-pumps/commercial/180-190-series | EA | 2332 |  | 53514333409 | 97 | LB | 22.62 | 11.75 | 14.75 | 12 Months | YES
4188-0023 | F4188 35'Cd/230V/3Ph/DS/cCSAus | F4188 35'Cd/230V/3Ph/DS/cCSAus/UL | https://www.zoellerpumps.com/en-us/products/sump-effluent-pumps/commercial/180-190-series | EA | 2407 |  | 53514337575 | 98 | LB | 22.62 | 11.75 | 14.75 | 12 Months | YES
4188-0024 | E4188 50'Cd/230V/1Ph/DS/CSA | E4188 50'Cd/230V/1Ph/DS/CSA | https://www.zoellerpumps.com/en-us/products/sump-effluent-pumps/commercial/180-190-series | EA | 2322 |  | 53514345242 | 101 | LB | 22.62 | 11.75 | 14.75 | 12 Months | YES
4188-0025 | I4188 25'Cd/200-208V/1Ph/DS/cCSAus | I4188 25'Cd/200-208V/1Ph/DS/cCSAus | https://www.zoellerpumps.com/en-us/products/sump-effluent-pumps/commercial/180-190-series | EA | 2322 |  | 53514413958 | 97 | LB | 22.62 | 11.75 | 14.75 | 12 Months | YES
4188-0026 | BA4188 575V/3Ph/DS/cCSAus | BA4188 575V/3Ph/DS/cCSAus | https://www.zoellerpumps.com/en-us/products/sump-effluent-pumps/commercial/180-190-series | EA | 2342 |  | 53514432409 | 97 | LB | 22.62 | 11.75 | 14.75 | 12 Months | YES
4189-0004 | E4189 230V/1Ph/DS/CSA | E4189 230V/1Ph/DS/CSA | https://www.zoellerpumps.com/en-us/products/sump-effluent-pumps/commercial/180-190-series | EA | 2286 |  | 53514051013 | 97 | LB | 22.62 | 11.75 | 14.75 | 12 Months | YES
4189-0006 | I4189 200-208V/1Ph/DS/cCSAus | I4189 200-208V/1Ph/DS/cCSAus | https://www.zoellerpumps.com/en-us/products/sump-effluent-pumps/commercial/180-190-series | EA | 2331 |  | 53514051037 | 97 | LB | 22.62 | 11.75 | 14.75 | 12 Months | YES
4189-0007 | J4189 200-208V/3Ph/DS/cCSAus | J4189 200-208V/3Ph/DS/cCSAus/UL | https://www.zoellerpumps.com/en-us/products/sump-effluent-pumps/commercial/180-190-series | EA | 2406 |  | 53514051044 | 97 | LB | 22.62 | 11.75 | 14.75 | 12 Months | YES
4189-0008 | F4189 230V/3Ph/DS/cCSAus | F4189 230V/3Ph/DS/cCSAus/UL | https://www.zoellerpumps.com/en-us/products/sump-effluent-pumps/commercial/180-190-series | EA | 2406 |  | 53514051051 | 97 | LB | 22.62 | 11.75 | 14.75 | 12 Months | YES
4189-0009 | G4189 460V/3Ph/DS/cCSAus | G4189 460V/3Ph/DS/cCSAus/UL | https://www.zoellerpumps.com/en-us/products/sump-effluent-pumps/commercial/180-190-series | EA | 2406 |  | 53514051068 | 97 | LB | 22.62 | 11.75 | 14.75 | 12 Months | YES
4189-0016 | BA4189 575V/3Ph/2Hp/DS/cCSAus | BA4189 575V/3Ph/2Hp/DS/cCSAus | https://www.zoellerpumps.com/en-us/products/sump-effluent-pumps/commercial/180-190-series | EA | 2456 |  | 53514060787 | 97 | LB | 22.62 | 11.75 | 14.75 | 12 Months | YES
4189-0017 | E4189 35'Cd/230V/1Ph/DS/CSA | E4189 35'Cd/230V/1Ph/DS/CSA | https://www.zoellerpumps.com/en-us/products/sump-effluent-pumps/commercial/180-190-series | EA | 2401 |  | 53514064846 | 102 | LB | 22.62 | 11.75 | 14.75 | 12 Months | YES
4189-0018 | E4189 25'Cd/230V/1Ph/DS/CSA | E4189 25'Cd/230V/1Ph/DS/CSA | https://www.zoellerpumps.com/en-us/products/sump-effluent-pumps/commercial/180-190-series | EA | 2391 |  | 53514064921 | 99 | LB | 22.62 | 11.75 | 14.75 | 12 Months | YES
4189-0019 | E4189 50'Cd/230V/1Ph/DS/CSA | E4189 50'Cd/230V/1Ph/DS/CSA | https://www.zoellerpumps.com/en-us/products/sump-effluent-pumps/commercial/180-190-series | EA | 2436 |  | 53514067625 | 107 | LB | 22.62 | 11.75 | 14.75 | 12 Months | YES
4189-0020 | G4189 50'Cd/460V/3Ph/DS/cCSAus | G4189 50'Cd/460V/3Ph/DS/cCSAus/UL | https://www.zoellerpumps.com/en-us/products/sump-effluent-pumps/commercial/180-190-series | EA | 2556 |  | 53514079857 | 106 | LB | 22.62 | 11.75 | 14.75 | 12 Months | YES
4189-0023 | I4189 35'Cd/200-208V/1Ph/DS/cCSAus | I4189 35'Cd/200-208V/1Ph/DS/cCSAus | https://www.zoellerpumps.com/en-us/products/sump-effluent-pumps/commercial/180-190-series | EA | 2446 |  | 53514179311 | 100 | LB | 22.62 | 11.75 | 14.75 | 12 Months | YES
4189-0025 | J4189 50'Cd/200-208V/3Ph/DS/cCSAus | J4189 50'Cd/200-208V/3Ph/DS/cCSAus/UL | https://www.zoellerpumps.com/en-us/products/sump-effluent-pumps/commercial/180-190-series | EA | 2556 |  | 53514243135 | 98 | LB | 22.62 | 11.75 | 14.75 | 12 Months | YES
4189-0026 | G4189 35'Cd/460V/3Ph/DS/cCSAus | G4189 35'Cd/460V/3Ph/DS/cCSAus/UL | https://www.zoellerpumps.com/en-us/products/sump-effluent-pumps/commercial/180-190-series | EA | 2571 |  | 53514277505 | 105 | LB | 22.62 | 11.75 | 14.75 | 12 Months | YES
4189-0027 | G4189 25'Cd/460V/3Ph/DS/cCSAus | G4189 25'Cd/460V/3Ph/DS/cCSAus/UL | https://www.zoellerpumps.com/en-us/products/sump-effluent-pumps/commercial/180-190-series | EA | 2511 |  | 53514311445 | 105 | LB | 22.62 | 11.75 | 14.75 | 12 Months | YES
4189-0028 | F4189 35'CD/230V/3Ph/DS/cCSAus | F4189 35'CD/230V/3Ph/DS/cCSAus/UL | https://www.zoellerpumps.com/en-us/products/sump-effluent-pumps/commercial/180-190-series | EA | 2521 |  | 53514321598 | 97 | LB | 22.62 | 11.75 | 14.75 | 12 Months | YES
4189-0029 | I4189 25'Cd/200-208V/1Ph/DS/cCSAus | I4189 25'Cd/200-208V/1Ph/DS/cCSAus | https://www.zoellerpumps.com/en-us/products/sump-effluent-pumps/commercial/180-190-series | EA | 2436 |  | 53514330811 | 99 | LB | 22.62 | 11.75 | 14.75 | 12 Months | YES
42-0007 | N42 115V/1Ph/9'Cd/cCSAus | N42 115V/1Ph/9'Cd/cCSAus | https://www.zoellerpumps.com/en-us/products/40-series | EA | 251 |  | 53514086619 | 9 | LB | 11.25 | 6.5 | 7.25 | 12 Months | YES
42-0008 | N42 115V/1Ph/20'Cd/cCSAus | N42 115V/1Ph/20'Cd/cCSAus | https://www.zoellerpumps.com/en-us/products/40-series | EA | 244 |  | 53514086626 | 8.3 | LB | 12 | 6.5 | 6.5 | 12 Months | YES
4261-0002 | N4161 2F/115V/1Ph/DS/cCSAus/(4161-0002) | N4161 2F/115V/1Ph/DS/cCSAus/(4161-0002) | https://www.zoellerpumps.com/en-us/products/sump-effluent-pumps/commercial/160-series | EA | 1811 |  | 53514061715 | 92 | LB | 22.62 | 11.75 | 14.75 | 12 Months | YES
4261-0004 | E4161 2F/230V/1Ph/cCSAus/(4161-0004) | E4161 2F/230V/1Ph/cCSAus/UL/(4161-0004) | https://www.zoellerpumps.com/en-us/products/sump-effluent-pumps/commercial/160-series | EA | 1847 |  | 53514077457 | 90 | LB | 22.62 | 11.75 | 14.75 | 12 Months | YES
4261-0005 | J4161 2F/200-208V/3Ph/DS/cCSAus/(4161-0006) | J4161 2F/200-208V/3Ph/DS/cCSAus/UL/(4161-0006) | https://www.zoellerpumps.com/en-us/products/sump-effluent-pumps/commercial/160-series | EA | 1967 |  | 53514062743 | 92 | LB | 22.62 | 11.75 | 14.75 | 12 Months | YES
4261-0007 | G4161 2F/460V/3Ph/Dbl Sl/cCSAus/(4161-0008) | G4161 2F/460V/3Ph/Dbl Sl/cCSAus/UL/(4161-0008) | https://www.zoellerpumps.com/en-us/products/sump-effluent-pumps/commercial/160-series | EA | 1967 |  | 53514071448 | 92 | LB | 22.62 | 11.75 | 14.75 | 12 Months | YES
4261-0008 | I4161 2F/25'Cd/200-208V/1Ph/DS/cCSAus/(4161-0021) | I4161 2F/25'Cd/200-208V/1Ph/DS/cCSAus/(4161-0021) | https://www.zoellerpumps.com/en-us/products/sump-effluent-pumps/commercial/160-series | EA | 1997 |  | 53514143367 | 92 | LB | 22.62 | 11.75 | 14.75 | 12 Months | YES
4261-0009 | J4161 2F/25'Cd/200-208V/3Ph/DS/cCSAus/(4161-0023) | J4161 2F/25'Cd/200-208V/3Ph/DS/cCSAus/UL/(4161-0023) | https://www.zoellerpumps.com/en-us/products/sump-effluent-pumps/commercial/160-series | EA | 2072 |  | 53514174477 | 94 | LB |  |  |  | 12 Months | YES
4261-0010 | I4161 2F/200-208V/1Ph/DS/cCSAus/(4161-0005) | I4161 2F/200-208V/1Ph/DS/cCSAus/(4161-0005) | https://www.zoellerpumps.com/en-us/products/sump-effluent-pumps/commercial/160-series | EA | 1892 |  | 53514181437 | 91 | LB |  |  |  | 12 Months | YES
4261-0011 | G4161 2F/25'Cd/460V/3Ph/DS/cCSAus/(4161-0020) | G4161 2F/25'Cd/460V/3Ph/DS/cCSAus/UL/(4161-0020) | https://www.zoellerpumps.com/en-us/products/sump-effluent-pumps/commercial/160-series | EA | 2122 |  | 53514259259 | 98 | LB | 22.62 | 11.75 | 14.75 | 12 Months | YES
4261-0012 | N4161 2F/25'Cd/115V/1Ph/DS/cCSAus/(4161-0018) | N4161 2F/25'Cd/115V/1Ph/DS/cCSAus/(4161-0018) | https://www.zoellerpumps.com/en-us/products/sump-effluent-pumps/commercial/160-series | EA | 1916 |  | 53514260729 | 89 | LB | 22.62 | 11.75 | 14.75 | 12 Months | YES
4261-0013 | G4161 2F/50'Cd/460V/3Ph/DS/cCSAus/(4161-0017) | G4161 2F/50'Cd/460V/3Ph/DS/cCSAus/UL/(4161-0017) | https://www.zoellerpumps.com/en-us/products/sump-effluent-pumps/commercial/160-series | EA | 2117 |  | 53514315337 | 101 | LB | 22.65 | 11.75 | 14.75 | 12 Months | YES
4261-0014 | G4161 2F/35'Cd/460V/3Ph/DS/cCSAus/(4161-0022) | G4161 2F/35'Cd/460V/3Ph/DS/cCSAus/UL/(4161-0022) | https://www.zoellerpumps.com/en-us/products/sump-effluent-pumps/commercial/160-series | EA | 2082 |  | 53514332464 | 98 | LB | 22.62 | 11.75 | 14.75 | 12 Months | YES
4261-0015 | N4161 2F/35'Cd/115V/1Ph/DS/cCSAus/(4161-0019) | N4161 2F/35'Cd/115V/1Ph/DS/cCSAus/(4161-0019) | https://www.zoellerpumps.com/en-us/products/sump-effluent-pumps/commercial/160-series | EA | 1926 |  | 53514342258 | 90 | LB | 22.62 | 11.75 | 14.75 | 12 Months | YES
4261-0017 | E4161 2F/35'Cd/230V/1Ph/cCSAus/(4161-0030) | E4161 2F/35'Cd/230V/1Ph/cCSAus/UL/(4161-0030) | https://www.zoellerpumps.com/en-us/products/sump-effluent-pumps/commercial/160-series | EA | 1962 |  | 53514364953 | 91 | LB | 22.62 | 11.75 | 14.75 | 12 Months | YES
4261-0018 | F4161 2F/230V/3Ph/cCSAus/(4161-0007) | F4161 2F/230V/3Ph/cCSAus/UL/(4161-0007) | https://www.zoellerpumps.com/en-us/products/sump-effluent-pumps/commercial/160-series | EA | 1967 |  | 53514453459 | 90 | LB | 22.62 | 11.75 | 14.75 | 12 Months | YES
4263-0002 | N4163 2F/115V/1Ph/DS/cCSAus/(4163-0002) | N4163 2F/115V/1Ph/DS/cCSAus/(4163-0002) | https://www.zoellerpumps.com/en-us/products/sump-effluent-pumps/commercial/160-series | EA | 1811 |  | 53514068035 | 88 | LB | 22.62 | 11.75 | 14.75 | 12 Months | YES
4263-0004 | E4163 2F/230V/1Ph/Dbl Sl/cCSAus/(4163-0004) | E4163 2F/230V/1Ph/Dbl Sl/cCSAus/UL/(4163-0004) | https://www.zoellerpumps.com/en-us/products/sump-effluent-pumps/commercial/160-series | EA | 1847 |  | 53514070038 | 92 | LB | 22.62 | 11.75 | 14.75 | 12 Months | YES
4263-0005 | I4163 2F/200-208V/1Ph/DS/cCSAus/(4163-0005) | I4163 2F/200-208V/1Ph/DS/cCSAus/(4163-0005) | https://www.zoellerpumps.com/en-us/products/sump-effluent-pumps/commercial/160-series | EA | 1892 |  | 53514057961 | 92 | LB | 22.62 | 11.75 | 14.75 | 12 Months | YES
4263-0006 | G4163 2F/460V/3Ph/DS/cCSAus/(4163-0008) | G4163 2F/460V/3Ph/DS/cCSAus/UL/(4163-0008) | https://www.zoellerpumps.com/en-us/products/sump-effluent-pumps/commercial/160-series | EA | 1967 |  | 53514071998 | 88 | LB | 22.62 | 11.75 | 14.75 | 12 Months | YES
4263-0008 | J4163 2F/200-208V/3Ph/DS/cCSAus/(4163-0006) | J4163 2F/200-208V/3Ph/DS/cCSAus/UL/(4163-0006) | https://www.zoellerpumps.com/en-us/products/sump-effluent-pumps/commercial/160-series | EA | 1967 |  | 53514094300 | 91 | LB | 22.62 | 11.75 | 14.75 | 12 Months | YES
4263-0009 | N4163 2F/115V/1Ph/DS/ED/(4163-0019) | N4163 2F/115V/1Ph/DS/ED/(4163-0019) | https://www.zoellerpumps.com/en-us/products/sump-effluent-pumps/commercial/160-series | EA | 1856 |  | 53514122799 | 88 | LB | 22.62 | 11.75 | 14.75 | 12 Months | YES
4263-0010 | J4163 2F/25'Cd/200-208V/3Ph/DS/cCSAus/(4163-0021) | J4163 2F/25'Cd/200-208V/3Ph/DS/cCSAus/UL/(4163-0021) | https://www.zoellerpumps.com/en-us/products/sump-effluent-pumps/commercial/160-series | EA | 1952 |  | 53514172114 | 91 | LB | 22.62 | 11.75 | 14.75 | 12 Months | YES
4263-0011 | E4163 2F/35'Cd/230V/1Ph/DS/cCSAus/(4163-0018) | E4163 2F/35'Cd/230V/1Ph/DS/cCSAus/UL/(4163-0018) | https://www.zoellerpumps.com/en-us/products/sump-effluent-pumps/commercial/160-series | EA | 1962 |  | 53514374136 | 92 | LB | 22.62 | 11.75 | 14.75 | 12 Months | YES
4263-0012 | I4163 2F/25'Cd/200-208V/1Ph/DS/cCSAus/(4163-0012) | I4163 2F/25'Cd/200-208V/1Ph/DS/cCSAus/(4163-0012) | https://www.zoellerpumps.com/en-us/products/sump-effluent-pumps/commercial/160-series | EA | 1997 |  | 53514376208 | 92 | LB | 22.62 | 11.75 | 14.75 | 12 Months | YES
4263-0013 | N4163 2F/25'Cd/115V/1Ph/DS/cCSAus/(4163-0022) | N4163 2F/25'Cd/115V/1Ph/DS/cCSAus/(4163-0022) | https://www.zoellerpumps.com/en-us/products/sump-effluent-pumps/commercial/160-series | EA | 1916 |  | 53514482312 | 88 | LB | 22.62 | 11.75 | 14.75 | 12 Months | YES
4265-0004 | E4165 2F/230V/1Ph/Dbl Sl/cCSAus/(4165-0004) | E4165 2F/230V/1Ph/Dbl Sl/cCSAus/UL/(4165-0004) | https://www.zoellerpumps.com/en-us/products/sump-effluent-pumps/commercial/160-series | EA | 2034 |  | 53514059972 | 91 | LB | 22.62 | 11.75 | 14.75 | 12 Months | YES
4265-0005 | J4165 2F/200-208V/3Ph/DS/cCSAus/(4165-0006) | J4165 2F/200-208V/3Ph/DS/cCSAus/UL/(4165-0006) | https://www.zoellerpumps.com/en-us/products/sump-effluent-pumps/commercial/160-series | EA | 2154 |  | 53514063092 | 92 | LB | 22.62 | 11.75 | 14.75 | 12 Months | YES
4265-0007 | G4165 2F/460V/3Ph/DS/cCSAus/(4165-0008) | G4165 2F/460V/3Ph/DS/cCSAus/UL/(4165-0008) | https://www.zoellerpumps.com/en-us/products/sump-effluent-pumps/commercial/160-series | EA | 2154 |  | 53514142056 | 91 | LB | 22.62 | 11.75 | 14.75 | 12 Months | YES
4265-0008 | I4165 2F/25' Cord/208-200V/1Ph/DS/cCSAus/4165-0019) | I4165 2F/25' Cord/208-200V/1Ph/DS/cCSAus/4165-0019) | https://www.zoellerpumps.com/en-us/products/sump-effluent-pumps/commercial/160-series | EA | 2184 |  | 53514227708 | 92 | LB | 22.62 | 11.75 | 14.75 | 12 Months | YES
4265-0009 | I4165 2F/200-208V/1Ph/Dbl Sl/cCSAus/(4165-0005) | I4165 2F/200-208V/1Ph/Dbl Sl/cCSAus/UL/(4165-0005) | https://www.zoellerpumps.com/en-us/products/sump-effluent-pumps/commercial/160-series | EA | 2079 |  | 53514279899 | 91 | LB | 22.62 | 11.75 | 14.75 | 12 Months | YES
4265-0010 | J4165 50'Cd/2F/200-208V/3Ph/DS/cCSAus/(4165-0023) | J4165 50'Cd/2F/200-208V/3Ph/DS/cCSAus/UL/(4165-0023) | https://www.zoellerpumps.com/en-us/products/sump-effluent-pumps/commercial/160-series | EA | 2229 |  | 53514362430 | 92 | LB | 22.62 | 11.75 | 14.75 | 12 Months | YES
4265-0011 | G4165 25'Cd/2F/460V/3Ph/DS/cCSAus/(4165-0018) | G4165 25'Cd/2F/460V/3Ph/DS/cCSAus/UL/(4165-0018) | https://www.zoellerpumps.com/en-us/products/sump-effluent-pumps/commercial/160-series | EA | 2259 |  | 53514427061 | 91 | LB | 22.62 | 11.75 | 14.75 | 12 Months | YES
4270-0002 | N4270 115V/1Ph/DS/cCSAus | N4270 115V/1Ph/DS/cCSAus | https://www.zoellerpumps.com/en-us/products/sewage-pumps/commercial/270-series | EA | 1107 |  | 53514057831 | 73 | LB | 16.5 | 11 | 13.75 | 12 Months | YES
4270-0004 | E4270 230V/1Ph/Dbl Sl/cCSAus | E4270 230V/1Ph/Dbl Sl/cCSAus | https://www.zoellerpumps.com/en-us/products/sewage-pumps/commercial/270-series | EA | 1206 |  | 53514062606 | 73 | LB | 16.5 | 11 | 13.75 | 12 Months | YES
4270-0010 | N4270 35' Cd/115V/1Ph/DS/cCSAus | N4270 35' Cd/115V/1Ph/DS/cCSAus | https://www.zoellerpumps.com/en-us/products/sewage-pumps/commercial/270-series | EA | 1187 |  | 53514315450 | 73 | LB | 16.5 | 11 | 13.75 | 12 Months | YES
4270-0012 | E4270 35'Cd/230V/1Ph/DS/cCSAus | E4270 35'Cd/230V/1Ph/DS/cCSAus | https://www.zoellerpumps.com/en-us/products/sewage-pumps/commercial/270-series | EA | 1286 |  | 53514378349 | 73 | LB | 16.5 | 11 | 13.75 | 12 Months | YES
4270-0013 | N4270 115V/1Ph/DS/cCSAus/Bronze Impeller | N4270 115V/1Ph/DS/cCSAus/Bronze Impeller | https://www.zoellerpumps.com/en-us/products/sewage-pumps/commercial/270-series | EA | 1217 |  | 53514438302 | 73 | LB | 16.5 | 11 | 13.75 | 12 Months | YES
4270-0014 | E4270 50'Cd/230V/1Ph/DS/cCSAus | E4270 50'Cd/230V/1Ph/DS/cCSAus | https://www.zoellerpumps.com/en-us/products/sewage-pumps/commercial/270-series | EA | 1316 |  | 53514451219 | 73 | LB | 16.5 | 11 | 13.75 | 12 Months | YES
4282-0002 | N4282 2F/115V/1Ph/DS/cCSAus | N4282 2F/115V/1Ph/DS/cCSAus/UL | https://www.zoellerpumps.com/en-us/products/sewage-pumps/commercial/280-series | EA | 1504 |  | 53514051143 | 88 | LB | 22.62 | 11.75 | 14.75 | 12 Months | YES
4282-0004 | E4282 2F/230V/1Ph/DS/cCSAus | E4282 2F/230V/1Ph/DS/cCSAus/UL | https://www.zoellerpumps.com/en-us/products/sewage-pumps/commercial/280-series | EA | 1620 |  | 53514051167 | 88 | LB | 22.62 | 11.75 | 14.75 | 12 Months | YES
4282-0005 | I4282 2F/200-208V/1Ph/DS/cCSAus | I4282 2F/200-208V/1Ph/DS/cCSAus | https://www.zoellerpumps.com/en-us/products/sewage-pumps/commercial/280-series | EA | 1665 |  | 53514051181 | 88 | LB | 22.62 | 11.75 | 14.75 | 12 Months | YES
4282-0006 | J4282 2F/200-208V/3Ph/DS/cCSAus | J4282 2F/200-208V/3Ph/DS/cCSAus/UL | https://www.zoellerpumps.com/en-us/products/sewage-pumps/commercial/280-series | EA | 1740 |  | 53514051204 | 88 | LB | 22.62 | 11.75 | 14.75 | 12 Months | YES
4282-0007 | F4282 2F/230V/3Ph/DS/cCSAus | F4282 2F/230V/3Ph/DS/cCSAus/UL | https://www.zoellerpumps.com/en-us/products/sewage-pumps/commercial/280-series | EA | 1740 |  | 53514051228 | 88 | LB | 22.62 | 11.75 | 14.75 | 12 Months | YES
4282-0008 | G4282 2F/460V/3Ph/DS/cCSAus | G4282 2F/460V/3Ph/DS/cCSAus/UL | https://www.zoellerpumps.com/en-us/products/sewage-pumps/commercial/280-series | EA | 1740 |  | 53514051242 | 88 | LB | 22.62 | 11.75 | 14.75 | 12 Months | YES
4282-0016 | N4282 2F/25'Cd/115V/1Ph/DS/cCSAus | N4282 2F/25'Cd/115V/1Ph/DS/cCSAus/UL | https://www.zoellerpumps.com/en-us/products/sewage-pumps/commercial/280-series | EA | 1609 |  | 53514069360 | 91 | LB | 22.62 | 11.75 | 14.75 | 12 Months | YES
4282-0017 | J4282 2F/35'Cd/200-208V/3Ph/DS/cCSAus | J4282 2F/35'Cd/200-208V/3Ph/DS/cCSAus/UL | https://www.zoellerpumps.com/en-us/products/sewage-pumps/commercial/280-series | EA | 1855 |  | 53514072933 | 93 | LB | 22.62 | 11.75 | 14.75 | 12 Months | YES
4282-0020 | G4282 2F/35'Cd/460V/3Ph/DS/cCSAus | G4282 2F/35'Cd/460V/3Ph/DS/cCSAus/UL | https://www.zoellerpumps.com/en-us/products/sewage-pumps/commercial/280-series | EA | 1740 |  | 53514092542 | 94 | LB | 22.62 | 11.75 | 14.75 | 12 Months | YES
4282-0021 | E4282 2F/25'Cd/230V/1Ph/DS/cCSAus | E4282 2F/25'Cd/230V/1Ph/DS/cCSAus/UL | https://www.zoellerpumps.com/en-us/products/sewage-pumps/commercial/280-series | EA | 1725 |  | 53514092962 | 88 | LB | 22.62 | 11.75 | 14.75 | 12 Months | YES
4282-0022 | F4282 2F/25'Cd/230V/3Ph/DS/cCSAus | F4282 2F/25'Cd/230V/3Ph/DS/cCSAus/UL | https://www.zoellerpumps.com/en-us/products/sewage-pumps/commercial/280-series | EA | 1845 |  | 53514098964 | 91 | LB | 22.62 | 11.75 | 14.75 | 12 Months | YES
4282-0023 | I4282 2F/50'Cd/200-208V/1Ph/DS/cCSAus | I4282 2F/50'Cd/200-208V/1Ph/DS/cCSAus | https://www.zoellerpumps.com/en-us/products/sewage-pumps/commercial/280-series | EA | 1815 |  | 53514143343 | 94 | LB | 22.62 | 11.75 | 14.75 | 12 Months | YES
4282-0024 | I4282 2F/35'Cd/200-208V/1Ph/DS/cCSAus | I4282 2F/35'Cd/200-208V/1Ph/DS/cCSAus | https://www.zoellerpumps.com/en-us/products/sewage-pumps/commercial/280-series | EA | 1780 |  | 53514143503 | 94 | LB | 22.62 | 11.75 | 14.75 | 12 Months | YES
4282-0026 | N4282 2F/35'Cd/115V/1Ph/DS/cCSAus | N4282 2F/35'Cd/115V/1Ph/DS/cCSAus/UL | https://www.zoellerpumps.com/en-us/products/sewage-pumps/commercial/280-series | EA | 1619 |  | 53514164041 | 93 | LB | 22.62 | 11.75 | 14.75 | 12 Months | YES
4282-0027 | E4282 2F/35'Cd/230V/1Ph/DS/cCSAus | E4282 2F/35'Cd/230V/1Ph/DS/cCSAus/UL | https://www.zoellerpumps.com/en-us/products/sewage-pumps/commercial/280-series | EA | 1735 |  | 53514181345 | 89 | LB | 22.62 | 11.75 | 14.75 | 12 Months | YES
4282-0028 | N4282 2F/50'Cd/115V/1Ph/DS/cCSAus | N4282 2F/50'Cd/115V/1Ph/DS/cCSAus/UL | https://www.zoellerpumps.com/en-us/products/sewage-pumps/commercial/280-series | EA | 1654 |  | 53514184094 | 97 | LB |  |  |  | 12 Months | YES
4282-0029 | I4282 2F/25'Cd/200-208V/1Ph/DS/cCSAus | I4282 2F/25'Cd/200-208V/1Ph/DS/cCSAus | https://www.zoellerpumps.com/en-us/products/sewage-pumps/commercial/280-series | EA | 1770 |  | 53514189914 | 93 | LB |  |  |  | 12 Months | YES
4282-0030 | J4282 2F/25'Cd/200-208V/3Ph/DS/cCSAus | J4282 2F/25'Cd/200-208V/3Ph/DS/cCSAus/UL | https://www.zoellerpumps.com/en-us/products/sewage-pumps/commercial/280-series | EA | 1845 |  | 53514242312 | 93 | LB | 22.62 | 11.75 | 14.75 | 12 Months | YES
4282-0031 | E4282 2F/50'Cd/230V/1Ph/DS/cCSAus | E4282 2F/50'Cd/230V/1Ph/DS/cCSAus/UL | https://www.zoellerpumps.com/en-us/products/sewage-pumps/commercial/280-series | EA | 1770 |  | 53514247911 | 89 | LB | 22.62 | 11.75 | 14.75 | 12 Months | YES
4282-0032 | G4282 2F/25'Cd/460V/3Ph/DS/cCSAus | G4282 2F/25'Cd/460V/3Ph/DS/cCSAus/UL | https://www.zoellerpumps.com/en-us/products/sewage-pumps/commercial/280-series | EA | 1845 |  | 53514256227 | 94 | LB | 22.62 | 11.75 | 14.75 | 12 Months | YES
4282-0033 | BA4282 2F/575V/3Ph/DS/cCSAus/(150835) | BA4282 2F/575V/3Ph/DS/cCSAus/(150835) | https://www.zoellerpumps.com/en-us/products/sewage-pumps/commercial/280-series | EA | 1740 |  | 53514272074 | 88 | LB | 22.62 | 11.75 | 14.75 | 12 Months | YES
4282-0034 | F4282 2F/35'Cd/230V/3Ph/DS/cCSAus | F4282 2F/35'Cd/230V/3Ph/DS/cCSAus/UL | https://www.zoellerpumps.com/en-us/products/sewage-pumps/commercial/280-series | EA | 1855 |  | 53514313708 | 91 | LB | 22.62 | 11.75 | 14.75 | 12 Months | YES
4282-0036 | J4282 2F/50'Cd/200-208V/3Ph/DS/cCSAus | J4282 2F/50'Cd/200-208V/3Ph/DS/cCSAus | https://www.zoellerpumps.com/en-us/products/sewage-pumps/commercial/280-series | EA | 1890 |  | 53514478483 | 94 | LB | 22.62 | 11.75 | 14.75 | 12 Months | YES
4284-0004 | E4284 2F/230V/1Ph/DS/cCSAus | E4284 2F/230V/1Ph/DS/cCSAus/UL | https://www.zoellerpumps.com/en-us/products/sewage-pumps/commercial/280-series | EA | 1833 |  | 53514051396 | 91 | LB | 22.62 | 11.75 | 14.75 | 12 Months | YES
4284-0005 | I4284 2F/200-208V/1Ph/DS/cCSAus | I4284 2F/200-208V/1Ph/DS/cCSAus | https://www.zoellerpumps.com/en-us/products/sewage-pumps/commercial/280-series | EA | 1878 |  | 53514051419 | 91 | LB | 22.62 | 11.75 | 14.75 | 12 Months | YES
4284-0006 | J4284 2F/200-208V/3Ph/DS/cCSAus | J4284 2F/200-208V/3Ph/DS/cCSAus/UL | https://www.zoellerpumps.com/en-us/products/sewage-pumps/commercial/280-series | EA | 1953 |  | 53514051433 | 91 | LB | 22.62 | 11.75 | 14.75 | 12 Months | YES
4284-0007 | F4284 2F/230V/3Ph/DS/cCSAus | F4284 2F/230V/3Ph/DS/cCSAus/UL | https://www.zoellerpumps.com/en-us/products/sewage-pumps/commercial/280-series | EA | 1953 |  | 53514051457 | 91 | LB | 22.62 | 11.75 | 14.75 | 12 Months | YES
4284-0008 | G4284 2F/460V/3Ph/DS/cCSAus | G4284 2F/460V/3Ph/DS/cCSAus/UL | https://www.zoellerpumps.com/en-us/products/sewage-pumps/commercial/280-series | EA | 1953 |  | 53514051792 | 91 | LB | 22.62 | 11.75 | 14.75 | 12 Months | YES
4284-0014 | F4284 2F/25'Cd/230V/3Ph/DS/cCSAus | F4284 2F/25'Cd/230V/3Ph/DS/cCSAus/UL/ | https://www.zoellerpumps.com/en-us/products/sewage-pumps/commercial/280-series | EA | 2058 |  | 53514058845 | 93 | LB | 22.62 | 11.75 | 14.75 | 12 Months | YES
4284-0016 | E4284 2F/25'Cd/230V/1Ph/DS/cCSAus | E4284 2F/25'Cd/230V/1Ph/DS/cCSAus/UL/ | https://www.zoellerpumps.com/en-us/products/sewage-pumps/commercial/280-series | EA | 1938 |  | 53514066673 | 93 | LB | 22.62 | 11.75 | 14.75 | 12 Months | YES
4284-0019 | F4284 2F/35'Cd/230V/3Ph/DS/cCSAus | F4284 2F/35'Cd/230V/3Ph/DS/cCSAus/UL | https://www.zoellerpumps.com/en-us/products/sewage-pumps/commercial/280-series | EA | 1953 |  | 53514088934 | 96 | LB | 22.62 | 11.75 | 14.75 | 12 Months | YES
4284-0020 | I4284 2F/50'Cd/200-208V/1Ph/DS/cCSAus | I4284 2F/50'Cd/200-208V/1Ph/DS/cCSAus | https://www.zoellerpumps.com/en-us/products/sewage-pumps/commercial/280-series | EA | 2028 |  | 53514097486 | 99 | LB | 22.62 | 11.75 | 14.75 | 12 Months | YES
4284-0021 | J4284 2F/25'Cd/200-208V/3Ph/DS/cCSAus | J4284 2F/25'Cd/200-208V/3Ph/DS/cCSAus/UL | https://www.zoellerpumps.com/en-us/products/sewage-pumps/commercial/280-series | EA | 2058 |  | 53514104450 | 93 | LB | 22.62 | 11.75 | 14.75 | 12 Months | YES
4284-0022 | G4284 2F/25'Cd/460V/3Ph/DS/cCSAus | G4284 2F/25'Cd/460V/3Ph/DS/cCSAus/UL | https://www.zoellerpumps.com/en-us/products/sewage-pumps/commercial/280-series | EA | 2058 |  | 53514128692 | 94 | LB | 22.62 | 11.75 | 14.75 | 12 Months | YES
4284-0024 | J4284 2F/50'Cd/200-208V/3Ph/DS/cCSAus | J4284 2F/50'Cd/200-208V/3Ph/DS/cCSAus/UL | https://www.zoellerpumps.com/en-us/products/sewage-pumps/commercial/280-series | EA | 2103 |  | 53514184506 | 91 | LB | 22.62 | 11.75 | 14.75 | 12 Months | YES
4284-0026 | F4284 2F/50'Cd/230V/3Ph/DS/cCSAus | F4284 2F/50'Cd/230V/3Ph/DS/cCSAus/UL | https://www.zoellerpumps.com/en-us/products/sewage-pumps/commercial/280-series | EA | 2103 |  | 53514202460 | 98 | LB |  |  |  | 12 Months | YES
4284-0027 | G4284 2F/50'Cd/460V/3Ph/DS/cCSAus | G4284 2F/50'Cd/460V/3Ph/DS/cCSAus/UL/ | https://www.zoellerpumps.com/en-us/products/sewage-pumps/commercial/280-series | EA | 2103 |  | 53514214531 | 94 | LB | 22.62 | 11.75 | 14.75 | 12 Months | YES
4284-0028 | J4284 2F/35'Cd/200-208V/3Ph/DS/cCSAus | J4284 2F/35'Cd/200-208V/3Ph/DS/cCSAus/UL | https://www.zoellerpumps.com/en-us/products/sewage-pumps/commercial/280-series | EA | 2068 |  | 53514222024 | 94 | LB | 22.62 | 11.75 | 14.75 | 12 Months | YES
4284-0030 | E4284 2F/35'Cd/230V/1Ph/DS/cCSAus | E4284 2F/35'Cd/230V/1Ph/DS/cCSAus/UL | https://www.zoellerpumps.com/en-us/products/sewage-pumps/commercial/280-series | EA | 1948 |  | 53514325879 | 94 | LB | 22.62 | 11.75 | 14.75 | 12 Months | YES
4284-0031 | I4284 2F/25'Cd/200-208V/1Ph/DS/cCSAus | I4284 2F/25'Cd/200-208V/1Ph/DS/cCSAus | https://www.zoellerpumps.com/en-us/products/sewage-pumps/commercial/280-series | EA | 1983 |  | 53514351274 | 98 | LB | 22.62 | 11.75 | 14.75 | 12 Months | YES
4285-0004 | E4185 2F/230V/1Ph/DS/cCSAus/(4185-0004) | E4185 2F/230V/1Ph/DS/cCSAus/UL/(4185-0004) | https://www.zoellerpumps.com/en-us/products/sump-effluent-pumps/commercial/180-190-series | EA | 2004 |  | 53514100278 | 92 | LB | 22.62 | 11.75 | 14.75 | 12 Months | YES
4285-0005 | G4185 2F/460V/3Ph/DS/cCSAus/(4185-0008) | G4185 2F/460V/3Ph/DS/cCSAus/UL/(4185-0008) | https://www.zoellerpumps.com/en-us/products/sump-effluent-pumps/commercial/180-190-series | EA | 2124 |  | 53514150853 | 93 | LB | 22.62 | 11.75 | 14.75 | 12 Months | YES
4285-0006 | J4185 2F/50'Cd/200-208V/3Ph/DS/cCSAus/(4185-0014) | J4185 2F/50'Cd/200-208V/3Ph/DS/cCSAus/UL/(4185-0014) | https://www.zoellerpumps.com/en-us/products/sump-effluent-pumps/commercial/180-190-series | EA | 2274 |  | 53514258344 | 93 | LB | 23.75 | 11.75 | 14.75 | 12 Months | YES
4285-0007 | J4185 2F/200-208V/3Ph/DS/cCSAus/(4185-0006) | J4185 2F/200-208V/3Ph/DS/cCSAus/UL/(4185-0006) | https://www.zoellerpumps.com/en-us/products/sump-effluent-pumps/commercial/180-190-series | EA | 2124 |  | 53514265878 | 91 | LB | 22.62 | 11.75 | 14.75 | 12 Months | YES
4285-0008 | F4185 2F/230V/3Ph/DS/cCSAus/(4185-0007) | F4185 2F/230V/3Ph/DS/cCSAus/UL/(4185-0007) | https://www.zoellerpumps.com/en-us/products/sump-effluent-pumps/commercial/180-190-series | EA | 2124 |  | 53514369170 | 91 | LB | 22.62 | 11.75 | 14.75 | 12 Months | YES
4285-0011 | G4185 2F/35'Cd/460V/3Ph/DS/cCSAus/(4185-0021) | G4185 2F/35'Cd/460V/3Ph/DS/cCSAus/(4185-0021) | https://www.zoellerpumps.com/en-us/products/sump-effluent-pumps/commercial/180-190-series | EA | 2239 |  | 53514464318 | 93 | LB | 22.62 | 11.75 | 14.75 | 12 Months | YES
4286-0004 | E4186 2F/230V/1Ph/DS/CSA/(4186-0004) | E4186 2F/230V/1Ph/DS/CSA/(4186-0004) | https://www.zoellerpumps.com/en-us/products/sump-effluent-pumps/commercial/180-190-series | EA | 2232 |  | 53514078638 | 96 | LB | 22.62 | 11.75 | 14.75 | 12 Months | YES
4286-0006 | E4186 35'Cd/2F/230V/1Ph/DS/CSA/(4186-0012) | E4186 35'Cd/2F/230V/1Ph/DS/CSA/(4186-0012) | https://www.zoellerpumps.com/en-us/products/sump-effluent-pumps/commercial/180-190-series | EA | 2347 |  | 53514337605 | 98 | LB | 22.62 | 11.75 | 14.75 | 12 Months | YES
4286-0007 | G4186 2F/460V/3Ph/DS/cCSAus/(4186-0006) | G4186 2F/460V/3Ph/DS/cCSAus/(4186-0006) | https://www.zoellerpumps.com/en-us/products/sump-effluent-pumps/commercial/180-190-series | EA | 2352 |  | 53514385866 | 97 | LB | 22.62 | 11.75 | 14.75 | 12 Months | YES
4286-0008 | F4186 35'Cd/2F/230V/3Ph/DS/CSA/(4186-0015) | F4186 35'Cd/2F/230V/3Ph/DS/CSA/(4186-0015) | https://www.zoellerpumps.com/en-us/products/sump-effluent-pumps/commercial/180-190-series | EA | 2467 |  | 53514485757 | 98 | LB | 98 | LB | LB | 12 Months | YES
4288-0004 | E4188 2F/230V/1Ph/DS/CSA/(4188-0004) | E4188 2F/230V/1Ph/DS/CSA/(4188-0004) | https://www.zoellerpumps.com/en-us/products/sump-effluent-pumps/commercial/180-190-series | EA | 2232 |  | 53514093013 | 98 | LB | 22.62 | 11.75 | 14.75 | 12 Months | YES
4288-0005 | J4188 2F/200-208V/3Ph/DS/cCSAus/(4188-0006) | J4188 2F/200-208V/3Ph/DS/cCSAus/UL/(4188-0006) | https://www.zoellerpumps.com/en-us/products/sump-effluent-pumps/commercial/180-190-series | EA | 2352 |  | 53514060381 | 96 | LB | 22.62 | 11.75 | 14.75 | 12 Months | YES
4288-0006 | J4188 2F/35'Cd/200V/3Ph/DS/cCSAus/(4188-0014) | J4188 2F/35'Cd/200V/3Ph/DS/cCSAus/UL/(4188-0014) | https://www.zoellerpumps.com/en-us/products/sump-effluent-pumps/commercial/180-190-series | EA | 2467 |  | 53514079505 | 100 | LB | 22.62 | 11.75 | 14.75 | 12 Months | YES
4288-0007 | G4188 2F/35'Cd/460V/3Ph/DS/cCSAus/(4188-0015) | G4188 2F/35'Cd/460V/3Ph/DS/cCSAus/UL/(4188-0015) | https://www.zoellerpumps.com/en-us/products/sump-effluent-pumps/commercial/180-190-series | EA | 2467 |  | 53514084066 | 96 | LB | 22.62 | 11.75 | 14.75 | 12 Months | YES
4288-0008 | G4188 2F/460V/3Ph/DS/cCSAus/(4188-0008) | G4188 2F/460V/3Ph/DS/cCSAus/UL/(4188-0008) | https://www.zoellerpumps.com/en-us/products/sump-effluent-pumps/commercial/180-190-series | EA | 2352 |  | 53514084004 | 96 | LB | 22.62 | 11.75 | 14.75 | 12 Months | YES
4288-0009 | J4188 2F/50'Cd/200V/3Ph/DS/cCSAus/(4188-0016) | J4188 2F/50'Cd/200V/3Ph/DS/cCSAus/UL/(4188-0016) | https://www.zoellerpumps.com/en-us/products/sump-effluent-pumps/commercial/180-190-series | EA | 2502 |  | 53514096748 | 104 | LB | 22.62 | 11.75 | 14.75 | 12 Months | YES
4288-0010 | I4188 2F/200-208V/1Ph/DS/cCSAus/(4188-0005) | I4188 2F/200-208V/1Ph/DS/cCSAus/(4188-0005) | https://www.zoellerpumps.com/en-us/products/sump-effluent-pumps/commercial/180-190-series | EA | 2277 |  | 53514100483 | 98 | LB | 22.62 | 11.75 | 14.75 | 12 Months | YES
4288-0012 | J4188 2F/25'Cd/200V/3Ph/DS/cCSAus/(4188-0018) | J4188 2F/25'Cd/200V/3Ph/DS/cCSAus/UL/(4188-0018) | https://www.zoellerpumps.com/en-us/products/sump-effluent-pumps/commercial/180-190-series | EA | 2337 |  | 53514177614 | 100 | LB |  |  |  | 12 Months | YES
4288-0013 | G4188 2F/25'Cd/460V/3Ph/DS/cCSAus/(4188-0019) | G4188 2F/25'Cd/460V/3Ph/DS/cCSAus/UL/(4188-0019) | https://www.zoellerpumps.com/en-us/products/sump-effluent-pumps/commercial/180-190-series | EA | 2457 |  | 53514204471 | 96 | LB |  |  |  | 12 Months | YES
4288-0014 | G4188 2F/50'Cd/460V/3Ph/DS/cCSAus/(4188-0021) | G4188 2F/50'Cd/460V/3Ph/DS/cCSAus/UL/(4188-0021) | https://www.zoellerpumps.com/en-us/products/sump-effluent-pumps/commercial/180-190-series | EA | 2382 |  | 53514206192 | 99 | LB |  |  |  | 12 Months | YES
4288-0015 | I4188 2F/25'Cd/200-208V/1Ph/DS/cCSAus/(4188-0025) | I4188 2F/25'Cd/200-208V/1Ph/DS/cCSAus/(4188-0025) | https://www.zoellerpumps.com/en-us/products/sump-effluent-pumps/commercial/180-190-series | EA | 2382 |  | 53514413972 | 98 | LB | 22.62 | 11.75 | 14.75 | 12 Months | YES
4289-0004 | E4189 2F/230V/1Ph/DS/CSA(4189-0004) | E4189 2F/230V/1Ph/DS/CSA(4189-0004) | https://www.zoellerpumps.com/en-us/products/sump-effluent-pumps/commercial/180-190-series | EA | 2346 |  | 53514079871 | 101 | LB | 22.62 | 11.75 | 14.75 | 12 Months | YES
4289-0005 | G4189 2F/460V/3Ph/DS/cCSAus/(4189-0009) | G4189 2F/460V/3Ph/DS/UL/cCSAus/(4189-0009) | https://www.zoellerpumps.com/en-us/products/sump-effluent-pumps/commercial/180-190-series | EA | 2466 |  | 53514058821 | 96 | LB | 22.62 | 11.75 | 14.75 | 12 Months | YES
4289-0006 | BA4189 2F/575V/3Ph/2Hp/DS/cCSAus/(4189-0016) | BA4189 2F/575V/3Ph/2Hp/DS/cCSAus/(4189-0016) | https://www.zoellerpumps.com/en-us/products/sump-effluent-pumps/commercial/180-190-series | EA | 2516 |  | 53514060794 | 96 | LB | 22.62 | 11.75 | 14.75 | 12 Months | YES
4289-0007 | J4189 2F/200-208V/3Ph/DS/cCSAus/(4189-0007) | J4189 2F/200-208V/3Ph/DS/cCSAus/UL/(4189-0007) | https://www.zoellerpumps.com/en-us/products/sump-effluent-pumps/commercial/180-190-series | EA | 2466 |  | 53514063061 | 96 | LB | 22.62 | 11.75 | 14.75 | 12 Months | YES
4289-0008 | E4189 2F/35'Cd/230V/1Ph/DS/CSA(4189-0017) | E4189 2F/35'Cd/230V/1Ph/DS/CSA(4189-0017) | https://www.zoellerpumps.com/en-us/products/sump-effluent-pumps/commercial/180-190-series | EA | 2461 |  | 53514069131 | 101 | LB | 22.62 | 11.75 | 14.75 | 12 Months | YES
4289-0010 | G4189 2F/50'Cd/460V/3Ph/DS/cCSAus/(4189-0020) | G4189 2F/50'Cd/460V/3Ph/DS/cCSAus/UL/(4189-0020) | https://www.zoellerpumps.com/en-us/products/sump-effluent-pumps/commercial/180-190-series | EA | 2616 |  | 53514079864 | 105 | LB | 22.62 | 11.75 | 14.75 | 12 Months | YES
4289-0011 | J4189 2F/25'Cd/200-208V/3P/DS/cCSAus/(4189-0022) | J4189 2F/25'Cd/200-208V/3P/DS/cCSAus/UL/(4189-0022) | https://www.zoellerpumps.com/en-us/products/sump-effluent-pumps/commercial/180-190-series | EA | 2571 |  | 53514112301 | 98 | LB | 22.62 | 11.75 | 14.75 | 12 Months | YES
4289-0012 | J4189 2F/35'Cd/200-208V/3P/DS/cCSAus/(4189-0024) | J4189 2F/35'Cd/200-208V/3P/DS/cCSAus/UL/(4189-0024) | https://www.zoellerpumps.com/en-us/products/sump-effluent-pumps/commercial/180-190-series | EA | 2581 |  | 53514233051 | 99 | LB | 22.62 | 11.75 | 14.75 | 12 Months | YES
4289-0013 | G4189 2F/25'Cd/460V/3Ph/DS/cCSAus/(4189-0027) | G4189 2F/25'Cd/460V/3Ph/DS/cCSAus/UL/(4189-0027) | https://www.zoellerpumps.com/en-us/products/sump-effluent-pumps/commercial/180-190-series | EA | 2571 |  | 53514311452 | 105 | LB | 23.75 | 11.75 | 14.75 | 12 Months | YES
4289-0014 | I4189 2F/200-208V/1Ph/DS/cCSAus/(4189-0006) | I4189 2F/200-208V/1Ph/DS/cCSAus/UL/(4189-0006) | https://www.zoellerpumps.com/en-us/products/sump-effluent-pumps/commercial/180-190-series | EA | 2391 |  | 53514333454 | 96 | LB | 22.62 | 11.75 | 14.75 | 12 Months | YES
4289-0015 | F4189 2F/35'Cd/230V/3Ph/DS/cCSAus/(4189-0028) | F4189 2F/35'Cd/230V/3Ph/DS/cCSAus/UL/(4189-0028) | https://www.zoellerpumps.com/en-us/products/sump-effluent-pumps/commercial/180-190-series | EA | 2581 |  | 53514351366 | 98 | LB | 22.62 | 11.75 | 14.75 | 12 Months | YES
4289-0016 | G4189 2F/35'Cd/460V/3Ph/DS/cCSAus/(4189-0026) | G4189 2F/35'Cd/460V/3Ph/DS/cCSAus/(4189-0026) | https://www.zoellerpumps.com/en-us/products/sump-effluent-pumps/commercial/180-190-series | EA | 2581 |  | 53514484248 | 100 | LB | 22.62 | 11.75 | 14.75 | 12 Months | YES
4289-0017 | I4189 2F/50'Cd/200-208V/1Ph/DS/cCSAus/(4189-0031) | I4189 2F/50'Cd/200-208V/1Ph/DS/cCSAus/(4189-0031) | https://www.zoellerpumps.com/en-us/products/sump-effluent-pumps/commercial/180-190-series | EA | 2541 |  | 53514485146 | 100 | LB | 22.62 | 11.75 | 14.75 | 12 Months | YES
4290-0004 | E4290 2F/230V/1Ph/DS/Wo Plug | E4290 2F/230V/1Ph/DS/Wo Plug | https://www.zoellerpumps.com/en-us/products/sump-effluent-pumps/commercial/180-190-series | EA | 2798 |  | 53514054960 | 102 | LB | 22.62 | 11.75 | 14.75 | 12 Months | YES
4290-0005 | F4290 2F/230V/3Ph/DS | F4290 2F/230V/3Ph/DS | https://www.zoellerpumps.com/en-us/products/sewage-pumps/commercial/290-series | EA | 2918 |  | 53514064426 | 102 | LB | 22.62 | 11.75 | 14.75 | 12 Months | YES
4290-0006 | G4290 2F/460V/3Ph/DS | G4290 2F/460V/3Ph/DS | https://www.zoellerpumps.com/en-us/products/sewage-pumps/commercial/290-series | EA | 2918 |  | 53514064433 | 102 | LB | 22.62 | 11.75 | 14.75 | 12 Months | YES
4290-0008 | I4290 2F/200-208V/1Ph/DS | I4290 2F/200-208V/1Ph/DS | https://www.zoellerpumps.com/en-us/products/sewage-pumps/commercial/290-series | EA | 2843 |  | 53514064440 | 102 | LB | 22.62 | 11.75 | 14.75 | 12 Months | YES
4290-0009 | J4290 2F/200-208V/3Ph/DS | J4290 2F/200-208V/3Ph/DS | https://www.zoellerpumps.com/en-us/products/sewage-pumps/commercial/290-series | EA | 2918 |  | 53514064457 | 102 | LB | 22.62 | 11.75 | 14.75 | 12 Months | YES
4290-0010 | BA4290 2F/575V/3P/Dbl Sl | BA4290 2F/575V/3P/Dbl Sl | https://www.zoellerpumps.com/en-us/products/sewage-pumps/commercial/290-series | EA | 2968 |  | 53514064464 | 102 | LB | 22.62 | 11.75 | 14.75 | 12 Months | YES
4291-0004 | E4291 2F/230V/1Ph/DS/Wo Plug | E4291 2F/230V/1Ph/DS/Wo Plug | https://www.zoellerpumps.com/en-us/products/sewage-pumps/commercial/290-series | EA | 3183 |  | 53514064525 | 104 | LB | 22.62 | 11.75 | 14.75 | 12 Months | YES
4291-0005 | F4291 2F/230V/3Ph/DS | F4291 2F/230V/3Ph/DS | https://www.zoellerpumps.com/en-us/products/sewage-pumps/commercial/290-series | EA | 3303 |  | 53514064532 | 104 | LB | 22.62 | 11.75 | 14.75 | 12 Months | YES
4291-0006 | G4291 2F/460V/3Ph/DS | G4291 2F/460V/3Ph/DS | https://www.zoellerpumps.com/en-us/products/sewage-pumps/commercial/290-series | EA | 3303 |  | 53514064549 | 104 | LB | 22.62 | 11.75 | 14.75 | 12 Months | YES
4291-0008 | I4291 2F/200-208V/1Ph/DS | I4291 2F/200-208V/1Ph/DS | https://www.zoellerpumps.com/en-us/products/sewage-pumps/commercial/290-series | EA | 3228 |  | 53514064556 | 104 | LB | 22.62 | 11.75 | 14.75 | 12 Months | YES
4291-0009 | J4291 2F/200-208V/3Ph/DS | J4291 2F/200-208V/3Ph/DS | https://www.zoellerpumps.com/en-us/products/sewage-pumps/commercial/290-series | EA | 3303 |  | 53514064563 | 104 | LB | 22.62 | 11.75 | 14.75 | 12 Months | YES
4291-0010 | BA4291 2F/575V/3P/Dbl Sl | BA4291 2F/575V/3P/Dbl Sl | https://www.zoellerpumps.com/en-us/products/sewage-pumps/commercial/290-series | EA | 3353 |  | 53514064570 | 104 | LB | 22.62 | 11.75 | 14.75 | 12 Months | YES
4291-0020 | E4291 2F/50'CD/230V/1Ph/DS | E4291 2F/50'CD/230V/1Ph/DS | https://www.zoellerpumps.com/en-us/products/sewage-pumps/commercial/290-series | EA | 3333 |  | 53514484255 | 104 | LB | 22.62 | 11.75 | 14.75 | 12 Months | YES
4292-0002 | N4292 2F/115V/1Ph/DS/CSA | N4292 2F/115V/1Ph/DS/CSA | https://www.zoellerpumps.com/en-us/products/sewage-pumps/commercial/290-series | EA | 1693 |  | 53514051914 | 95 | LB | 22.62 | 11.75 | 14.75 | 12 Months | YES
4292-0004 | E4292 2F/230V/1Ph/DS/cCSAus | E4292 2F/230V/1Ph/DS/cCSAus | https://www.zoellerpumps.com/en-us/products/sewage-pumps/commercial/290-series | EA | 1775 |  | 53514353261 | 95 | LB | 22.62 | 11.75 | 14.75 | 12 Months | YES
4292-0007 | N4292 2F/35'Cd/115V/1Ph/DS/CSA | N4292 2F/35'Cd/115V/1Ph/DS/CSA | https://www.zoellerpumps.com/en-us/products/sewage-pumps/commercial/290-series | EA | 1808 |  | 53514164034 | 100 | LB | 22.62 | 11.75 | 14.75 | 12 Months | YES
4292-0008 | N4292 2F/50'Cd/115V/1Ph/DS/CSA | N4292 2F/50'Cd/115V/1Ph/DS/CSA | https://www.zoellerpumps.com/en-us/products/sewage-pumps/commercial/290-series | EA | 1843 |  | 53514184124 | 100 | LB |  |  |  | 12 Months | YES
4292-0009 | BA4292 2F/575V/3Ph/DS/cCSAus | BA4292 2F/575V/3Ph/DS/cCSAus | https://www.zoellerpumps.com/en-us/products/sewage-pumps/commercial/290-series | EA | 1945 |  | 53514272098 | 95 | LB | 22.62 | 11.75 | 14.75 | 12 Months | YES
4292-0010 | BA4292 2F/35'Cd/575V/3Ph/DS/cCSAus | BA4292 2F/35'Cd/575V/3Ph/DS/cCSAus | https://www.zoellerpumps.com/en-us/products/sewage-pumps/commercial/290-series | EA | 1978 |  | 53514330347 | 96 | LB | 22.62 | 11.75 | 14.75 | 12 Months | YES
4292-0012 | J4292 2F/200-208V/3Ph/DS/cCSAus | J4292 2F/200-208V/3Ph/DS/cCSAus | https://www.zoellerpumps.com/en-us/products/sewage-pumps/commercial/290-series | EA | 1945 |  | 53514341886 | 95 | LB | 22.62 | 11.75 | 14.75 | 12 Months | YES
4292-0013 | F4292 2F/230V/3Ph/DS/cCSAus | F4292 2F/230V/3Ph/DS/cCSAus | https://www.zoellerpumps.com/en-us/products/sewage-pumps/commercial/290-series | EA | 1945 |  | 53514341909 | 95 | LB | 22.62 | 11.75 | 14.75 | 12 Months | YES
4292-0014 | G4292 2F/460V/3Ph/DS/cCSAus | G4292 2F/460V/3Ph/DS/cCSAus | https://www.zoellerpumps.com/en-us/products/sewage-pumps/commercial/290-series | EA | 1945 |  | 53514341923 | 95 | LB | 22.62 | 11.75 | 14.75 | 12 Months | YES
4292-0015 | I4292 2F/200V/1Ph/DS/cCSAus | I4292 2F/200V/1Ph/DS/cCSAus | https://www.zoellerpumps.com/en-us/products/sewage-pumps/commercial/290-series | EA | 1738 |  | 53514347154 | 95 | LB | 22.62 | 11.75 | 14.75 | 12 Months | YES
4292-0016 | E4292 2F/50'Cd/230V/1Ph/DS/cCSAus | E4292 2F/50'Cd/230V/1Ph/DS/cCSAus | https://www.zoellerpumps.com/en-us/products/sewage-pumps/commercial/290-series | EA | 1925 |  | 53514431525 | 95 | LB | 22.62 | 11.75 | 14.75 | 12 Months | YES
4292-0017 | N4292 2F/25'Cd/115V/1Ph/DS/CSA | N4292 2F/25'Cd/115V/1Ph/DS/CSA | https://www.zoellerpumps.com/en-us/products/sewage-pumps/commercial/290-series | EA | 1798 |  | 53514446208 | 100 | LB | 22.62 | 11.75 | 14.75 | 12 Months | YES
4292-0018 | E4292 2F/230V/1Ph/DS/cCSAus/Bronze Impeller | E4292 2F/230V/1Ph/DS/cCSAus/Bronze Impeller | https://www.zoellerpumps.com/en-us/products/sewage-pumps/commercial/290-series | EA | 1915 |  | 53514453176 | 95 | LB | 22.62 | 11.75 | 14.75 | 12 Months | YES
4292-0019 | J4292 2F/50'Cd/200-208V/3Ph/DS/cCSAus | J4292 2F/50'Cd/200-208V/3Ph/DS/cCSAus | https://www.zoellerpumps.com/en-us/products/sewage-pumps/commercial/290-series | EA | 2045 |  | 53514458195 | 95 | LB | 22.62 | 11.75 | 14.75 | 12 Months | YES
4292-0020 | G4292 2F/50'Cd/460V/3Ph/DS/cCSAus | G4292 2F/50'Cd/460V/3Ph/DS/cCSAus | https://www.zoellerpumps.com/en-us/products/sewage-pumps/commercial/290-series | EA | 2045 |  | 53514460150 | 95 | LB | 22.62 | 11.75 | 14.75 | 12 Months | YES
4292-0021 | G4292 2F/460V/3Ph/DS/cCSAus/Bronze Impeller | G4292 2F/460V/3Ph/DS/cCSAus/Bronze Impeller | https://www.zoellerpumps.com/en-us/products/sewage-pumps/commercial/290-series | EA | 2035 |  | 53514460877 | 95 | LB | 22.62 | 11.75 | 14.75 | 12 Months | YES
4292-0022 | F4292 2F/50'Cd/230V/3Ph/DS/cCSAus | F4292 2F/50'Cd/230V/3Ph/DS/cCSAus | https://www.zoellerpumps.com/en-us/products/sewage-pumps/commercial/290-series | EA | 2045 |  | 53514463397 | 95 | LB | 22.62 | 11.75 | 14.75 | 12 Months | YES
4292-0024 | BA4292 2F/50'Cd/575V/3Ph/DS/cCSAus | BA4292 2F/50'Cd/575V/3Ph/DS/cCSAus | https://www.zoellerpumps.com/en-us/products/sewage-pumps/commercial/290-series | EA | 2045 |  | 53514482664 | 96 | LB | 22.62 | 11.75 | 14.75 | 12 Months | YES
4292-0025 | E4292 2F/35'Cd/230V/1Ph/DS/cCSAus | E4292 2F/35'Cd/230V/1Ph/DS/cCSAus | https://www.zoellerpumps.com/en-us/products/sewage-pumps/commercial/290-series | EA | 1890 |  | 53514484361 | 95 | LB | 22.62 | 11.75 | 14.75 | 12 Months | YES
4293-0004 | E4293 2F/230V/1Ph/DS/cCSAus | E4293 2F/230V/1Ph/DS/cCSAus/UL | https://www.zoellerpumps.com/en-us/products/sewage-pumps/commercial/290-series | EA | 1834 |  | 53514051952 | 96 | LB | 22.62 | 11.75 | 14.75 | 12 Months | YES
4293-0005 | I4293 2F/200-208V/1Ph/DS/cCSAus | I4293 2F/200-208V/1Ph/DS/cCSAus | https://www.zoellerpumps.com/en-us/products/sewage-pumps/commercial/290-series | EA | 1879 |  | 53514051990 | 96 | LB | 22.62 | 11.75 | 14.75 | 12 Months | YES
4293-0006 | J4293 2F/200-208V/3Ph/DS/cCSAus | J4293 2F/200-208V/3Ph/DS/cCSAus/UL | https://www.zoellerpumps.com/en-us/products/sewage-pumps/commercial/290-series | EA | 1954 |  | 53514052539 | 96 | LB | 22.62 | 11.75 | 14.75 | 12 Months | YES
4293-0007 | F4293 2F/230V/3Ph/DS/cCSAus | F4293 2F/230V/3Ph/DS/cCSAus/UL | https://www.zoellerpumps.com/en-us/products/sewage-pumps/commercial/290-series | EA | 1954 |  | 53514052553 | 96 | LB | 22.62 | 11.75 | 14.75 | 12 Months | YES
4293-0008 | G4293 2F/460V/3Ph/DS/cCSAus | G4293 2F/460V/3Ph/DS/cCSAus/UL | https://www.zoellerpumps.com/en-us/products/sewage-pumps/commercial/290-series | EA | 1954 |  | 53514052577 | 96 | LB | 22.62 | 11.75 | 14.75 | 12 Months | YES
4293-0014 | E4293 2F/50'Cd/230V/1Ph/DS/cCSAus | E4293 2F/50'Cd/230V/1Ph/DS/cCSAus/UL | https://www.zoellerpumps.com/en-us/products/sewage-pumps/commercial/290-series | EA | 1984 |  | 53514087982 | 105 | LB | 22.62 | 11.75 | 14.75 | 12 Months | YES
4293-0015 | G4293 2F/50'Cd/460V/3Ph/DS/cCSAus | G4293 2F/50'Cd/460V/3Ph/DS/cCSAus/UL | https://www.zoellerpumps.com/en-us/products/sewage-pumps/commercial/290-series | EA | 2104 |  | 53514104498 | 105 | LB | 22.62 | 11.75 | 14.75 | 12 Months | YES
4293-0016 | G4293 2F/35'Cd/460V/3Ph/DS/cCSAus | G4293 2F/35'Cd/460V/3Ph/DS/cCSAus/UL | https://www.zoellerpumps.com/en-us/products/sewage-pumps/commercial/290-series | EA | 2069 |  | 53514111137 | 97 | LB | 22.62 | 11.75 | 14.75 | 12 Months | YES
4293-0017 | J4293 2F/25'Cd/200-208V/3P/DS/cCSAus | J4293 2F/25'Cd/200-208V/3P/DS/cCSAus/UL | https://www.zoellerpumps.com/en-us/products/sewage-pumps/commercial/290-series | EA | 2059 |  | 53514143381 | 101 | LB | 22.62 | 11.75 | 14.75 | 12 Months | YES
4293-0018 | F4293 2F/50'Cd/230V/3P/DS/cCSAus | F4293 2F/50'Cd/230V/3P/DS/cCSAus/UL/(01 | https://www.zoellerpumps.com/en-us/products/sewage-pumps/commercial/290-series | EA | 2104 |  | 53514153069 | 105 | LB | 22.62 | 11.75 | 14.75 | 12 Months | YES
4293-0020 | G4293 2F/25'Cd/460V/3Ph/DS/cCSAus | G4293 2F/25'Cd/460V/3Ph/DS/cCSAus/UL | https://www.zoellerpumps.com/en-us/products/sewage-pumps/commercial/290-series | EA | 2059 |  | 53514194628 | 96 | LB | 22.62 | 11.75 | 14.75 | 12 Months | YES
4293-0021 | E4293 2F/25'Cd/230V/1Ph/DS/cCSAus | E4293 2F/25'Cd/230V/1Ph/DS/cCSAus/UL | https://www.zoellerpumps.com/en-us/products/sewage-pumps/commercial/290-series | EA | 1939 |  | 53514285661 | 105 | LB | 22.62 | 11.75 | 14.75 | 12 Months | YES
4293-0022 | E4293 2F/35'Cd/230V/1Ph/DS/cCSAus | E4293 2F/35'Cd/230V/1Ph/DS/cCSAus/UL | https://www.zoellerpumps.com/en-us/products/sewage-pumps/commercial/290-series | EA | 1949 |  | 53514350000 | 105 | LB | 22.62 | 11.75 | 14.75 | 12 Months | YES
4293-0023 | J4293 2F/35'Cd/200-208V/3P/DS/cCSAus | J4293 2F/35'Cd/200-208V/3P/DS/cCSAus/UL | https://www.zoellerpumps.com/en-us/products/sewage-pumps/commercial/290-series | EA | 2069 |  | 53514364502 | 103 | LB | 22.62 | 11.75 | 14.75 | 12 Months | YES
4293-0025 | I4293 2F/50'Cd/200-208V/1Ph/DS/cCSAus | I4293 2F/50'Cd/200-208V/1Ph/DS/cCSAus | https://www.zoellerpumps.com/en-us/products/sewage-pumps/commercial/290-series | EA | 2029 |  | 53514425968 | 96 | LB | 22.62 | 11.75 | 14.75 | 12 Months | YES
4293-0027 | E4293 2F/230V/1Ph/DS/cCSAus/Bronze Impeller | E4293 2F/230V/1Ph/DS/cCSAus/Bronze Impeller | https://www.zoellerpumps.com/en-us/products/sewage-pumps/commercial/290-series | EA | 1974 |  | 53514477158 | 96 | LB | 22.62 | 11.75 | 14.75 | 12 Months | YES
4293-0028 | G4293 2F/460V/3Ph/DS/cCSAus/Bronze Impeller | G4293 2F/460V/3Ph/DS/cCSAus/Bronze Impeller | https://www.zoellerpumps.com/en-us/products/sewage-pumps/commercial/290-series | EA | 2094 |  | 53514484934 | 96 | LB | 22.62 | 11.75 | 14.75 | 12 Months | YES
4294-0004 | E4294 2F/230V/1Ph/DS/CSA | E4294 2F/230V/1Ph/DS/CSA | https://www.zoellerpumps.com/en-us/products/sewage-pumps/commercial/290-series | EA | 2114 |  | 53514052782 | 96 | LB | 22.62 | 11.75 | 14.75 | 12 Months | YES
4294-0005 | I4294 2F/200-208V/1Ph/DS/cCSAus | I4294 2F/200-208V/1Ph/DS/cCSAus | https://www.zoellerpumps.com/en-us/products/sewage-pumps/commercial/290-series | EA | 2159 |  | 53514052805 | 96 | LB | 22.62 | 11.75 | 14.75 | 12 Months | YES
4294-0006 | J4294 2F/200-208V/3Ph/DS/cCSAus | J4294 2F/200-208V/3Ph/DS/cCSAus/UL | https://www.zoellerpumps.com/en-us/products/sewage-pumps/commercial/290-series | EA | 2234 |  | 53514052829 | 96 | LB | 22.62 | 11.75 | 14.75 | 12 Months | YES
4294-0007 | F4294 2F/230V/3Ph/DS/cCSAus | F4294 2F/230V/3Ph/DS/cCSAus/UL | https://www.zoellerpumps.com/en-us/products/sewage-pumps/commercial/290-series | EA | 2234 |  | 53514052843 | 96 | LB | 22.62 | 11.75 | 14.75 | 12 Months | YES
4294-0008 | G4294 2F/460V/3Ph/DS/cCSAus | G4294 2F/460V/3Ph/DS/cCSAus/UL | https://www.zoellerpumps.com/en-us/products/sewage-pumps/commercial/290-series | EA | 2234 |  | 53514052867 | 96 | LB | 22.62 | 11.75 | 14.75 | 12 Months | YES
4294-0015 | G4294 2F/25'Cd/460V/3Ph/DS/cCSAus | G4294 2F/25'Cd/460V/3Ph/DS/cCSAus/UL | https://www.zoellerpumps.com/en-us/products/sewage-pumps/commercial/290-series | EA | 2339 |  | 53514082673 | 98 | LB | 22.62 | 11.75 | 14.75 | 12 Months | YES
4294-0016 | E4294 2F/35'Cd/230V/1Ph/DS/CSA | E4294 2F/35'Cd/230V/1Ph/DS/CSA | https://www.zoellerpumps.com/en-us/products/sewage-pumps/commercial/290-series | EA | 2229 |  | 53514139339 | 98 | LB | 22.62 | 11.75 | 14.75 | 12 Months | YES
4294-0017 | I4294 2F/50'Cd/200-208V/1Ph/DS/cCSAus | I4294 2F/50'Cd/200-208V/1Ph/DS/cCSAus | https://www.zoellerpumps.com/en-us/products/sewage-pumps/commercial/290-series | EA | 2309 |  | 53514172077 | 96 | LB | 22.62 | 11.75 | 14.75 | 12 Months | YES
4294-0018 | E4294 2F/50'Cd/230V/1Ph/DS/CSA | E4294 2F/50'Cd/230V/1Ph/DS/CSA | https://www.zoellerpumps.com/en-us/products/sewage-pumps/commercial/290-series | EA | 2264 |  | 53514185350 | 98 | LB |  |  |  | 12 Months | YES
4294-0021 | G4294 2F/35'Cd/460V/3Ph/DS/cCSAus | G4294 2F/35'Cd/460V/3Ph/DS/cCSAus/UL | https://www.zoellerpumps.com/en-us/products/sewage-pumps/commercial/290-series | EA | 2349 |  | 53514211875 | 98 | LB | 22.62 | 11.75 | 14.75 | 12 Months | YES
4294-0022 | E4294 2F/25'Cd/230V/1Ph/DS/CSA | E4294 2F/25'Cd/230V/1Ph/DS/CSA | https://www.zoellerpumps.com/en-us/products/sewage-pumps/commercial/290-series | EA | 2219 |  | 53514256609 | 95 | LB | 22.62 | 11.75 | 14.75 | 12 Months | YES
4294-0023 | BA4294 2F/575V/3Ph/DS/cCSAus | BA4294 2F/575V/3Ph/DS/cCSAus | https://www.zoellerpumps.com/en-us/products/sewage-pumps/commercial/290-series | EA | 2284 |  | 53514259976 | 96 | LB | 22.62 | 11.75 | 14.75 | 12 Months | YES
4294-0024 | J4294 2F/25'Cd/200-208V/3Ph/DS/cCSAus | J4294 2F/25'Cd/200-208V/3Ph/DS/cCSAus/UL | https://www.zoellerpumps.com/en-us/products/sewage-pumps/commercial/290-series | EA | 2339 |  | 53514271336 | 98 | LB | 22.62 | 11.75 | 14.75 | 12 Months | YES
4294-0025 | J4294 2F/35'Cd/200-208V/3Ph/DS/cCSAus | J4294 2F/35'Cd/200-208V/3Ph/DS/cCSAus/UL | https://www.zoellerpumps.com/en-us/products/sewage-pumps/commercial/290-series | EA | 2349 |  | 53514315016 | 96 | LB | 22.62 | 11.75 | 14.75 | 12 Months | YES
4294-0027 | F4294 2F/35'Cd/230V/3Ph/DS/cCSAus | F4294 2F/35'Cd/230V/3Ph/DS/cCSAus/UL | https://www.zoellerpumps.com/en-us/products/sewage-pumps/commercial/290-series | EA | 2349 |  | 53514354640 | 96 | LB | 22.62 | 11.75 | 14.75 | 12 Months | YES
4294-0031 | G4294 2F/50'Cd/460V/3Ph/DS/cCSAus | G4294 2F/50'Cd/460V/3Ph/DS/cCSAus | https://www.zoellerpumps.com/en-us/products/sewage-pumps/commercial/290-series | EA | 2384 |  | 53514485887 | 97 | LB | 97 | LB | LB | 12 Months | YES
4295-0004 | E4295 2F/230V/1Ph/DS/CSA | E4295 2F/230V/1Ph/DS/CSA | https://www.zoellerpumps.com/en-us/products/sewage-pumps/commercial/290-series | EA | 2144 |  | 53514052980 | 99 | LB | 22.62 | 11.75 | 14.75 | 12 Months | YES
4295-0006 | I4295 2F/200-208V/1Ph/DS/cCSAus | I4295 2F/200-208V/1Ph/DS/cCSAus | https://www.zoellerpumps.com/en-us/products/sewage-pumps/commercial/290-series | EA | 2189 |  | 53514053024 | 99 | LB | 22.62 | 11.75 | 14.75 | 12 Months | YES
4295-0007 | J4295 2F/200-208V/3Ph/DS/cCSAus | J4295 2F/200-208V/3Ph/DS/cCSAus/UL | https://www.zoellerpumps.com/en-us/products/sewage-pumps/commercial/290-series | EA | 2264 |  | 53514053048 | 99 | LB | 22.62 | 11.75 | 14.75 | 12 Months | YES
4295-0008 | F4295 2F/230V/3Ph/DS/cCSAus | F4295 2F/230V/3Ph/DS/cCSAus/UL | https://www.zoellerpumps.com/en-us/products/sewage-pumps/commercial/290-series | EA | 2264 |  | 53514053062 | 99 | LB | 22.62 | 11.75 | 14.75 | 12 Months | YES
4295-0009 | G4295 2F/460V/3Ph/DS/cCSAus | G4295 2F/460V/3Ph/DS/cCSAus/UL | https://www.zoellerpumps.com/en-us/products/sewage-pumps/commercial/290-series | EA | 2264 |  | 53514053086 | 99 | LB | 22.62 | 11.75 | 14.75 | 12 Months | YES
4295-0016 | J4295 2F/35'Cd/200-208V/3Ph/DS/cCSAus | J4295 2F/35'Cd/200-208V/3Ph/DS/cCSAus/UL | https://www.zoellerpumps.com/en-us/products/sewage-pumps/commercial/290-series | EA | 2379 |  | 53514061111 | 101 | LB | 22.62 | 11.75 | 14.75 | 12 Months | YES
4295-0017 | E4295 2F/35'Cd/230V/1Ph/DS/CSA | E4295 2F/35'Cd/230V/1Ph/DS/CSA | https://www.zoellerpumps.com/en-us/products/sewage-pumps/commercial/290-series | EA | 2259 |  | 53514062095 | 101 | LB | 22.62 | 11.75 | 14.75 | 12 Months | YES
4295-0018 | E4295 2F/230V/1Ph/DS/Wo Plug/CSA | E4295 2F/230V/1Ph/DS/Wo Plug/CSA | https://www.zoellerpumps.com/en-us/products/sewage-pumps/commercial/290-series | EA | 2144 |  | 53514079581 | 99 | LB | 22.62 | 11.75 | 14.75 | 12 Months | YES
4295-0019 | F4295 2F/35'Cd/230V/3Ph/DS/cCSAus | F4295 2F/35'Cd/230V/3Ph/DS/cCSAus/UL | https://www.zoellerpumps.com/en-us/products/sewage-pumps/commercial/290-series | EA | 2379 |  | 53514080228 | 104 | LB | 22.62 | 11.75 | 14.75 | 12 Months | YES
4295-0020 | G4295 2F/25'Cd/460V/3Ph/DS/cCSAus | G4295 2F/25'Cd/460V/3Ph/DS/cCSAus/UL | https://www.zoellerpumps.com/en-us/products/sewage-pumps/commercial/290-series | EA | 2369 |  | 53514089108 | 96 | LB | 22.62 | 11.75 | 14.75 | 12 Months | YES
4295-0022 | BA4295 2F/575V/3Ph/DS/cCSAus | BA4295 2F/575V/3Ph/DS/cCSAus | https://www.zoellerpumps.com/en-us/products/sewage-pumps/commercial/290-series | EA | 2314 |  | 53514136758 | 96 | LB | 22.62 | 11.75 | 14.75 | 12 Months | YES
4295-0023 | F4295 2F/25'Cd/230V/3Ph/DS/cCSAus | F4295 2F/25'Cd/230V/3Ph/DS/cCSAus/UL | https://www.zoellerpumps.com/en-us/products/sewage-pumps/commercial/290-series | EA | 2369 |  | 53514211943 | 100 | LB | 22.62 | 11.75 | 14.75 | 12 Months | YES
4295-0024 | G4295 2F/35'Cd/460V/3Ph/DS/cCSAus | G4295 2F/35'Cd/460V/3Ph/DS/cCSAus/UL | https://www.zoellerpumps.com/en-us/products/sewage-pumps/commercial/290-series | EA | 2379 |  | 53514212186 | 97 | LB | 22.62 | 11.75 | 14.75 | 12 Months | YES
4295-0025 | E4295 2F/50'Cd/230V/1Ph/DS/CSA | E4295 2F/50'Cd/230V/1Ph/DS/CSA | https://www.zoellerpumps.com/en-us/products/sewage-pumps/commercial/290-series | EA | 2294 |  | 53514236786 | 102 | LB | 22.62 | 11.75 | 14.75 | 12 Months | YES
4295-0026 | E4295 2F/25'Cd/230V/1Ph/DS/CSA | E4295 2F/25'Cd/230V/1Ph/DS/CSA | https://www.zoellerpumps.com/en-us/products/sewage-pumps/commercial/290-series | EA | 2249 |  | 53514273293 | 101 | LB | 22.62 | 11.75 | 14.75 | 12 Months | YES
4295-0027 | F4295 2F/50'Cd/230V/3Ph/DS/cCSAus | F4295 2F/50'Cd/230V/3Ph/DS/cCSAus/UL | https://www.zoellerpumps.com/en-us/products/sewage-pumps/commercial/290-series | EA | 2414 |  | 53514330316 | 107 | LB | 22.62 | 11.75 | 14.75 | 12 Months | YES
4295-0028 | I4295 2F/50'Cd/200-208V/1Ph/DS/cCSAus | I4295 2F/50'Cd/200-208V/1Ph/DS/cCSAus | https://www.zoellerpumps.com/en-us/products/sewage-pumps/commercial/290-series | EA | 2339 |  | 53514388478 | 101 | LB | 22.62 | 11.75 | 14.75 | 12 Months | YES
4295-0029 | E4295 2F/230V/1Ph/DS/CSA/Bronze Impeller | E4295 2F/230V/1Ph/DS/CSA/Bronze Impeller | https://www.zoellerpumps.com/en-us/products/sewage-pumps/commercial/290-series | EA | 2284 |  | 53514426934 | 99 | LB | 22.62 | 11.75 | 14.75 | 12 Months | YES
4295-0030 | G4295 2F/50'Cd/460V/3Ph/DS/cCSAus | G4295 2F/50'Cd/460V/3Ph/DS/cCSAus/UL | https://www.zoellerpumps.com/en-us/products/sewage-pumps/commercial/290-series | EA | 2414 |  | 53514452629 | 99.5 | LB | 22.62 | 11.75 | 14.75 | 12 Months | YES
4295-0031 | I4295 2F/200-208V/1Ph/DS/cCSAus/Bronze Impeller |  |  | EA | 2329 |  | 53514491192 | 99 | LB | 22.62 | 11.75 | 14.75 | 12 Months | YES
4361-0002 | N4161 3F/115V/1Ph/DS/cCSAus/(4161-0002) | N4161 3F/115V/1Ph/DS/cCSAus/(4161-0002) | https://www.zoellerpumps.com/en-us/products/sump-effluent-pumps/commercial/160-series | EA | 1811 |  | 53514086916 | 92 | LB | 22.62 | 11.75 | 14.75 | 12 Months | YES
4361-0004 | E4161 3F/230V/1Ph/cCSAus/(4161-0004) | E4161 3F/230V/1Ph/cCSAus/UL/(4161-0004) | https://www.zoellerpumps.com/en-us/products/sump-effluent-pumps/commercial/160-series | EA | 1847 |  | 53514163181 | 90 | LB | 22.62 | 11.75 | 14.75 | 12 Months | YES
4361-0007 | G4161 3F/50'Cd/460V/3Ph/DS/cCSAus/(4161-0017) | G4161 3F/50'Cd/460V/3Ph/DS/cCSAus/UL/(4161-0017) | https://www.zoellerpumps.com/en-us/products/sump-effluent-pumps/commercial/160-series | EA | 2117 |  | 53514098391 | 101 | LB | 22.62 | 11.75 | 14.75 | 12 Months | YES
4361-0008 | G4161 3F/25'Cd/460V/3Ph/DS/cCSAus/(4161-0020) | G4161 3F/25'Cd/460V/3Ph/DS/cCSAus/UL/(4161-0020) | https://www.zoellerpumps.com/en-us/products/sump-effluent-pumps/commercial/160-series | EA | 2072 |  | 53514136772 | 101 | LB | 22.62 | 11.75 | 14.75 | 12 Months | YES
4361-0009 | G4161 3F/460V/3Ph/DS/cCSAus/(4161-0008) | G4161 3F/460V/3Ph/DS/cCSAus/UL/(4161-0008) | https://www.zoellerpumps.com/en-us/products/sump-effluent-pumps/commercial/160-series | EA | 1967 |  | 53514173203 | 98 | LB | 22.62 | 11.75 | 14.75 | 12 Months | YES
4361-0010 | J4161 3F/200-208V/3Ph/DS/cCSAus/(4161-0006) | J4161 3F/200-208V/3Ph/DS/cCSAus/UL/(4161-0006) | https://www.zoellerpumps.com/en-us/products/sump-effluent-pumps/commercial/160-series | EA | 1967 |  | 53514193980 | 92 | LB |  |  |  | 12 Months | YES
4363-0005 | E4163 3F/35'Cd/230V/1Ph/DS/cCSAus/(4163-0018) | E4163 3F/35'Cd/230V/1Ph/DS/cCSAus/UL/(4163-0018) | https://www.zoellerpumps.com/en-us/products/sump-effluent-pumps/commercial/160-series | EA | 1847 |  | 53514099701 | 92 | LB | 22.62 | 11.75 | 14.75 | 12 Months | YES
4363-0006 | G4163 3F/460V/3Ph/DS/cCSAus/(4163-0008) | G4163 3F/460V/3Ph/DS/cCSAus/UL/(4163-0008) | https://www.zoellerpumps.com/en-us/products/sump-effluent-pumps/commercial/160-series | EA | 1967 |  | 53514127879 | 88 | LB | 22.62 | 11.75 | 14.75 | 12 Months | YES
4363-0007 | J4163 3F/230V/3Ph/DS/cCSAus/(4163-0006) | J4163 3F/230V/3Ph/DS/cCSAus/UL/(4163-0006) | https://www.zoellerpumps.com/en-us/products/sump-effluent-pumps/commercial/160-series | EA | 1967 |  | 53514191108 | 88 | LB |  |  |  | 12 Months | YES
4363-0008 | N4163 3F/115V/1Ph/DS/cCSAus/(4163-0002) | N4163 3F/115V/1Ph/DS/cCSAus/(4163-0002) | https://www.zoellerpumps.com/en-us/products/sump-effluent-pumps/commercial/160-series | EA | 1811 |  | 53514229276 | 88 | LB | 22.62 | 11.75 | 14.75 | 12 Months | YES
4365-0004 | E4165 3F/230V/1Ph/DS/cCSAus/(4165-0004) | E4165 3F/230V/1Ph/DS/cCSAus/UL/(4165-0004) | https://www.zoellerpumps.com/en-us/products/sump-effluent-pumps/commercial/160-series | EA | 2034 |  | 53514086909 | 91 | LB | 22.62 | 11.75 | 14.75 | 12 Months | YES
4365-0005 | G4165 3F/50'Cd/460V/3Ph/DS/cCSAus/(4165-0015) | G4165 3F/50'Cd/460V/3Ph/DS/cCSAus/UL/(4165-0015) | https://www.zoellerpumps.com/en-us/products/sump-effluent-pumps/commercial/160-series | EA | 2304 |  | 53514098278 | 98 | LB | 22.62 | 11.75 | 14.75 | 12 Months | YES
4365-0006 | G4165 3F/460V/3Ph/DS/cCSAus/(4165-0008) | G4165 3F/460V/3Ph/DS/cCSAus/UL/(4165-0008) | https://www.zoellerpumps.com/en-us/products/sump-effluent-pumps/commercial/160-series | EA | 2154 |  | 53514121822 | 98 | LB | 22.62 | 11.75 | 14.75 | 12 Months | YES
4365-0007 | G4165 3F/50'Cd/460V/3Ph/DS/cCSAus/(4165-0015) | G4165 3F/50'Cd/460V/3Ph/DS/cCSAus/UL/(4165-0015) | https://www.zoellerpumps.com/en-us/products/sump-effluent-pumps/commercial/160-series | EA | 2259 |  | 53514210748 | 99 | LB | 22.62 | 11.75 | 14.75 | 12 Months | YES
4365-0008 | J4165 3F/200-208V/3Ph/DS/cCSAus/(4165-0006) | J4165 3F/200-208V/3Ph/DS/cCSAus/UL/(4165-0006) | https://www.zoellerpumps.com/en-us/products/sump-effluent-pumps/commercial/160-series | EA | 2154 |  | 53514327026 | 92 | LB | 22.62 | 11.75 | 14.75 | 12 Months | YES
4365-0009 | I4165 3F/200-208V/1Ph/Dbl Sl/cCSAus/(4165-0005) | I4165 3F/200-208V/1Ph/Dbl Sl/cCSAus/UL/(4165-0005) | https://www.zoellerpumps.com/en-us/products/sump-effluent-pumps/commercial/160-series | EA | 2079 |  | 53514380595 | 91 | LB | 22.62 | 11.75 | 14.75 | 12 Months | YES
4382-0002 | N4282 3F/115V/1PH/DS/cCSAus/(4282-0002) | N4282 3F/115V/1PH/DS/cCSAus/UL | https://www.zoellerpumps.com/en-us/products/sewage-pumps/commercial/280-series | EA | 1504 |  | 53514056421 | 89 | LB | 22.62 | 11.75 | 14.75 | 12 Months | YES
4382-0004 | E4282 3F/230V/1Ph/DS/cCSAus | E4282 3F/230V/1Ph/DS/cCSAus/UL | https://www.zoellerpumps.com/en-us/products/sewage-pumps/commercial/280-series | EA | 1620 |  | 53514064242 | 88 | LB | 22.62 | 11.75 | 14.75 | 12 Months | YES
4382-0005 | G4282 3F/460V/3Ph/DS/cCSAus | G4282 3F/460V/3Ph/DS/cCSAus/UL | https://www.zoellerpumps.com/en-us/products/sewage-pumps/commercial/280-series | EA | 1740 |  | 53514071387 | 88 | LB | 22.62 | 11.75 | 14.75 | 12 Months | YES
4382-0006 | J4282 3F/200-208V/3Ph/DS/cCSAus/(4282-0006) | J4282 3F/200-208V/3Ph/DS/cCSAus/UL | https://www.zoellerpumps.com/en-us/products/sewage-pumps/commercial/280-series | EA | 1740 |  | 53514071417 | 88 | LB | 22.62 | 11.75 | 14.75 | 12 Months | YES
4382-0007 | F4282 3F/230V/3Ph/DS/cCSAus | F4282 3F/230V/3Ph/DS/cCSAus/UL | https://www.zoellerpumps.com/en-us/products/sewage-pumps/commercial/280-series | EA | 1740 |  | 53514076542 | 88 | LB | 22.62 | 11.75 | 14.75 | 12 Months | YES
4382-0008 | I4282 3F/200-208V/1Ph/DS/cCSAus | I4282 3F/200-208V/1Ph/DS/cCSAus | https://www.zoellerpumps.com/en-us/products/sewage-pumps/commercial/280-series | EA | 1665 |  | 53514084622 | 89 | LB | 22.62 | 11.75 | 14.75 | 12 Months | YES
4382-0009 | I4282 3F/35'Cd/200-208V/1Ph/DS/cCSAus | I4282 3F/35'Cd/200-208V/1Ph/DS/cCSAus | https://www.zoellerpumps.com/en-us/products/sewage-pumps/commercial/280-series | EA | 1780 |  | 53514179571 | 91 | LB |  |  |  | 12 Months | YES
4382-0010 | N4282 3F/35'Cd/115V/1Ph/DS/cCSAus | N4282 3F/35'Cd/115V/1Ph/DS/cCSAus/UL | https://www.zoellerpumps.com/en-us/products/sewage-pumps/commercial/280-series | EA | 1619 |  | 53514184100 | 95 | LB | 22.62 | 11.75 | 14.75 | 12 Months | YES
4382-0011 | G4282 3F/25'Cd/460V/3Ph/DS/cCSAus | G4282 3F/25'Cd/460V/3Ph/DS/cCSAus/UL | https://www.zoellerpumps.com/en-us/products/sewage-pumps/commercial/280-series | EA | 1845 |  | 53514190668 | 91 | LB |  |  |  | 12 Months | YES
4382-0012 | J4282 3F/25'Cd/200-208V/3Ph/DS/cCSAus | J4282 3F/25'Cd/200-208V/3Ph/DS/cCSAus/UL | https://www.zoellerpumps.com/en-us/products/sewage-pumps/commercial/280-series | EA | 1845 |  | 53514242374 | 88 | LB | 22.62 | 11.75 | 14.75 | 12 Months | YES
4382-0013 | E4282 3F/25'Cd/230V/1Ph/DS/cCSAus | E4282 3F/25'Cd/230V/1Ph/DS/cCSAus/UL | https://www.zoellerpumps.com/en-us/products/sewage-pumps/commercial/280-series | EA | 1725 |  | 53514270315 | 88 | LB | 22.62 | 11.75 | 14.75 | 12 Months | YES
4382-0014 | N4282 3F/25'Cd/115V/1Ph/DS/cCSAus | N4282 3F/25'Cd/115V/1Ph/DS/cCSAus/UL | https://www.zoellerpumps.com/en-us/products/sewage-pumps/commercial/280-series | EA | 1609 |  | 53514288839 | 94 | LB | 22.62 | 11.75 | 14.75 | 12 Months | YES
4382-0015 | J4282 3F/50'Cd/200-208V/3Ph/DS/cCSAus | J4282 3F/50'Cd/200-208V/3Ph/DS/cCSAus/UL | https://www.zoellerpumps.com/en-us/products/sewage-pumps/commercial/280-series | EA | 1890 |  | 53514352349 | 94 | LB | 22.62 | 11.75 | 14.75 | 12 Months | YES
4382-0016 | G4282 3F/50'Cd/460V/3Ph/DS/cCSAus | G4282 3F/50'Cd/460V/3Ph/DS/cCSAus | https://www.zoellerpumps.com/en-us/products/sewage-pumps/commercial/280-series | EA | 1890 |  | 53514462437 | 94 | LB | 22.62 | 11.75 | 14.75 | 12 Months | YES
4382-0017 | E4282 3F/50'Cd/230V/1Ph/DS/cCSAus | E4282 3F/50'Cd/230V/1Ph/DS/cCSAus | https://www.zoellerpumps.com/en-us/products/sewage-pumps/commercial/280-series | EA | 1770 |  | 53514470975 | 89 | LB | 22.62 | 11.75 | 14.75 | 12 Months | YES
4384-0004 | E4284 3F/230V/1Ph/DS/cCSAus | E4284 3F/230V/1Ph/DS/cCSAus/UL | https://www.zoellerpumps.com/en-us/products/sewage-pumps/commercial/280-series | EA | 1833 |  | 53514057985 | 91 | LB | 22.62 | 11.75 | 14.75 | 12 Months | YES
4384-0005 | G4284 3F/460V/3Ph/DS/cCSAus/(4284-0008) | G4284 3F/460V/3Ph/DS/cCSAus/UL | https://www.zoellerpumps.com/en-us/products/sewage-pumps/commercial/280-series | EA | 1953 |  | 53514058265 | 91 | LB | 22.62 | 11.75 | 14.75 | 12 Months | YES
4384-0006 | J4284 3F/200-208V/3Ph/DS/cCSAus/(4284-0006) | J4284 3F/200-208V/3Ph/DS/cCSAus/UL | https://www.zoellerpumps.com/en-us/products/sewage-pumps/commercial/280-series | EA | 1953 |  | 53514058760 | 91 | LB | 22.62 | 11.75 | 14.75 | 12 Months | YES
4384-0011 | F4284 3F/230V/3Ph/DS/cCSAus | F4284 3F/230V/3Ph/DS/cCSAus/UL | https://www.zoellerpumps.com/en-us/products/sewage-pumps/commercial/280-series | EA | 1953 |  | 53514085643 | 91 | LB | 22.62 | 11.75 | 14.75 | 12 Months | YES
4384-0013 | J4284 3F/35'Cd/200-208V/3Ph/DS/cCSAus | J4284 3F/35'Cd/200-208V/3Ph/DS/cCSAus/UL | https://www.zoellerpumps.com/en-us/products/sewage-pumps/commercial/280-series | EA | 2068 |  | 53514106256 | 94 | LB | 22.62 | 11.75 | 14.75 | 12 Months | YES
4384-0014 | I4284 3F/200-208V/1Ph/DS/cCSAus | I4284 3F/200-208V/1Ph/DS/cCSAus | https://www.zoellerpumps.com/en-us/products/sewage-pumps/commercial/280-series | EA | 1878 |  | 53514110123 | 92 | LB | 22.62 | 11.75 | 14.75 | 12 Months | YES
4384-0015 | G4284 3F/50'Cd/460V/3Ph/DS/cCSAus | G4284 3F/50'Cd/460V/3Ph/DS/cCSAus/UL | https://www.zoellerpumps.com/en-us/products/sewage-pumps/commercial/280-series | EA | 2103 |  | 53514112417 | 95 | LB | 22.62 | 11.75 | 14.75 | 12 Months | YES
4384-0016 | F4284 3F/25'Cd/230V/3Ph//DS/cCSAus | F4284 3F/25'Cd/230V/3Ph//DS/cCSAus/UL | https://www.zoellerpumps.com/en-us/products/sewage-pumps/commercial/280-series | EA | 2058 |  | 53514120610 | 90 | LB | 22.62 | 11.75 | 14.75 | 12 Months | YES
4384-0017 | G4284 3F/25'Cd/460V/3Ph/DS/cCSAus | G4284 3F/25'Cd/460V/3Ph/DS/cCSAus/UL | https://www.zoellerpumps.com/en-us/products/sewage-pumps/commercial/280-series | EA | 2058 |  | 53514136116 | 95 | LB | 22.62 | 11.75 | 14.75 | 12 Months | YES
4384-0018 | E4284 3F/35'Cd/230V/1Ph/DS/cCSAus | E4284 3F/35'Cd/230V/1Ph/DS/cCSAus/UL | https://www.zoellerpumps.com/en-us/products/sewage-pumps/commercial/280-series | EA | 1948 |  | 53514140885 | 94 | LB | 22.62 | 11.75 | 14.75 | 12 Months | YES
4384-0019 | J4284 3F/50'Cd/200-208V/3Ph/DS/cCSAus | J4284 3F/50'Cd/200-208V/3Ph/DS/cCSAus/UL | https://www.zoellerpumps.com/en-us/products/sewage-pumps/commercial/280-series | EA | 2103 |  | 53514174989 | 96 | LB | 22.62 | 11.75 | 14.75 | 12 Months | YES
4384-0020 | F4284 3F/50'Cd/230V/3Ph/DS/cCSAus | F4284 3F/50'Cd/230V/3Ph/DS/cCSAus/UL/(01 | https://www.zoellerpumps.com/en-us/products/sewage-pumps/commercial/280-series | EA | 2103 |  | 53514229191 | 98 | LB | 0 | 0 | 0 | 12 Months | YES
4384-0021 | J4284 3F/25'Cd/200-208V/3Ph/DS/cCSAus | J4284 3F/25'Cd/200-208V/3Ph/DS/cCSAus/UL | https://www.zoellerpumps.com/en-us/products/sewage-pumps/commercial/280-series | EA | 2058 |  | 53514242473 | 94 | LB | 22.62 | 11.75 | 14.75 | 12 Months | YES
4384-0022 | E4284 3F/25'Cd/230V/1Ph/DS/cCSAus | E4284 3F/25'Cd/230V/1Ph/DS/cCSAus/UL | https://www.zoellerpumps.com/en-us/products/sewage-pumps/commercial/280-series | EA | 1938 |  | 53514284084 | 93 | LB | 22.62 | 11.75 | 14.75 | 12 Months | YES
4384-0023 | I4284 3F/25'Cd/200-208V/1Ph/DS/cCSAus | I4284 3F/25'Cd/200-208V/1Ph/DS/cCSAus | https://www.zoellerpumps.com/en-us/products/sewage-pumps/commercial/280-series | EA | 1983 |  | 53514288495 | 98 | LB | 22.62 | 11.75 | 14.75 | 12 Months | YES
4384-0024 | F4284 3F/35'Cd/230V/3Ph/DS/cCSAus | F4284 3F/35'Cd/230V/3Ph/DS/cCSAus/UL | https://www.zoellerpumps.com/en-us/products/sewage-pumps/commercial/280-series | EA | 2068 |  | 53514313173 | 96 | LB | 22.62 | 11.75 | 14.75 | 12 Months | YES
4384-0025 | E4284 3F/50'Cd/230V/1Ph/DS/cCSAus | E4284 3F/50'Cd/230V/1Ph/DS/cCSAus/UL | https://www.zoellerpumps.com/en-us/products/sewage-pumps/commercial/280-series | EA | 1983 |  | 53514358983 | 94 | LB | 22.62 | 11.75 | 14.75 | 12 Months | YES
4384-0026 | I4284 3F/35'Cd/200-208V/1Ph/DS/cCSAus | I4284 3F/35'Cd/200-208V/1Ph/DS/cCSAus | https://www.zoellerpumps.com/en-us/products/sewage-pumps/commercial/280-series | EA | 1993 |  | 53514382575 | 98 | LB | 22.62 | 11.75 | 14.75 | 12 Months | YES
4384-0027 | I4284 3F/50'Cd/200-208V/1Ph/DS/cCSAus/(4284-0020) | I4284 3F/50'Cd/200-208V/1Ph/DS/cCSAus/(4284-0020) | https://www.zoellerpumps.com/en-us/products/sewage-pumps/commercial/280-series | EA | 2103 |  | 53514454173 | 99 | LB | 22.62 | 11.75 | 14.75 | 12 Months | YES
4385-0005 | J4185 3F/200-208V/3Ph/DS/cCSAus/(4185-0006) | J4185 3F/200-208V/3Ph/DS/cCSAus/UL/(4185-0006) | https://www.zoellerpumps.com/en-us/products/sump-effluent-pumps/commercial/180-190-series | EA | 2124 |  | 53514098940 | 91 | LB | 22.62 | 11.75 | 14.75 | 12 Months | YES
4386-0004 | E4186 3F/230V/1Ph/DS/CSA/(4186-0004) | E4186 3F/230V/1Ph/DS/CSA/(4186-0004) | https://www.zoellerpumps.com/en-us/products/sump-effluent-pumps/commercial/180-190-series | EA | 2232 |  | 53514265960 | 96 | LB | 22.62 | 11.75 | 14.75 | 12 Months | YES
4386-0005 | G4186 3F/460V/3Ph/DS/cCSAus/(4186-0006) | G4186 3F/460V/3Ph/DS/cCSAus/(4186-0006) | https://www.zoellerpumps.com/en-us/products/sump-effluent-pumps/commercial/180-190-series | EA | 2352 |  | 53514363482 | 97 | LB | 22.62 | 11.75 | 14.75 | 12 Months | YES
4386-0006 | G4186 3F/35'Cd/460V/3Ph/DS/cCSAus/(4186-0011) | G4186 3F/35'Cd/460V/3Ph/DS/cCSAus/(4186-0011) | https://www.zoellerpumps.com/en-us/products/sump-effluent-pumps/commercial/180-190-series | EA | 2467 |  | 53514475147 | 97 | LB | 22.62 | 11.75 | 14.75 | 12 Months | YES
4388-0004 | E4188 3F/230V/1Ph/DS/CSA/(4188-0004) | E4188 3F/230V/1Ph/DS/CSA/(4188-0004) | https://www.zoellerpumps.com/en-us/products/sump-effluent-pumps/commercial/180-190-series | EA | 2232 |  | 53514084349 | 99 | LB | 22.62 | 11.75 | 14.75 | 12 Months | YES
4388-0005 | J4188 3F/200-208V/3Ph/DS/cCSAus/(4188-0006) | J4188 3F/200-208V/3Ph/DS/cCSAus/UL/(4188-0006) | https://www.zoellerpumps.com/en-us/products/sump-effluent-pumps/commercial/180-190-series | EA | 2352 |  | 53514068844 | 97 | LB | 22.62 | 11.75 | 14.75 | 12 Months | YES
4388-0007 | F4188 3F/230V/3Ph/DS/cCSAus/(4188-0007) | F4188 3F/230V/3Ph/DS/cCSAus/UL/(4188-0007) | https://www.zoellerpumps.com/en-us/products/sump-effluent-pumps/commercial/180-190-series | EA | 2352 |  | 53514094522 | 97 | LB | 22.62 | 11.75 | 14.75 | 12 Months | YES
4388-0008 | G4188 3F/460V/3Ph/DS/cCSAus(4188-0008) | G4188 3F/460V/3Ph/DS/cCSAus/UL(4188-0008) | https://www.zoellerpumps.com/en-us/products/sump-effluent-pumps/commercial/180-190-series | EA | 2352 |  | 53514103057 | 99 | LB | 22.62 | 11.75 | 14.75 | 12 Months | YES
4388-0009 | I4188 3F/200-208V/1Ph/DS/cCSAus/(4188-0005) | I4188 3F/200-208V/1Ph/DS/cCSAus/(4188-0005) | https://www.zoellerpumps.com/en-us/products/sump-effluent-pumps/commercial/180-190-series | EA | 2292 |  | 53514306793 | 98 | LB | 22.62 | 11.75 | 14.75 | 12 Months | YES
4388-0010 | F4188 3F/35'Cd/230V/3Ph/DS/cCSAus/(4188-0023) | F4188 3F/35'Cd/230V/3Ph/DS/cCSAus/UL/(4188-0023) | https://www.zoellerpumps.com/en-us/products/sump-effluent-pumps/commercial/180-190-series | EA | 2347 |  | 53514337582 | 98 | LB | 22.62 | 11.75 | 14.75 | 12 Months | YES
4388-0011 | J4188 3F/25'Cd/200V/3Ph/DS/cCSAus/(4188-0018) | J4188 3F/25'Cd/200V/3Ph/DS/cCSAus/UL/(4188-0018) | https://www.zoellerpumps.com/en-us/products/sump-effluent-pumps/commercial/180-190-series | EA | 2457 |  | 53514343224 | 100 | LB | 22.62 | 11.75 | 14.75 | 12 Months | YES
4388-0012 | J4188 3F/35'Cd/200V/3Ph/DS/cCSAus/(4188-0014) | J4188 3F/35'Cd/200V/3Ph/DS/cCSAus/UL/(4188-0014) | https://www.zoellerpumps.com/en-us/products/sump-effluent-pumps/commercial/180-190-series | EA | 2467 |  | 53514364908 | 100 | LB | 22.62 | 11.75 | 14.75 | 12 Months | YES
4388-0013 | J4188 3F/50'Cd/200V/3Ph/DS/cCSAus/(4188-0016) | J4188 3F/50'Cd/200V/3Ph/DS/cCSAus/UL/(4188-0016) | https://www.zoellerpumps.com/en-us/products/sump-effluent-pumps/commercial/180-190-series | EA | 2502 |  | 53514441005 | 100 | LB | 22.62 | 11.75 | 14.75 | 12 Months | YES
4388-0014 | I4188 3F/50'Cd//200-208V/1Ph/DS/cCSAus/(4188-0027) | I4188 3F/50'Cd//200-208V/1Ph/DS/cCSAus/(4188-0027) | https://www.zoellerpumps.com/en-us/products/sump-effluent-pumps/commercial/180-190-series | EA | 2382 |  | 53514490416 | 98 | LB | 98 | LB | LB | 12 Months | YES
4389-0004 | E4189 3F/230V/1Ph/DS/CSA/(4189-0004) | E4189 3F/230V/1Ph/DS/CSA/(4189-0004) | https://www.zoellerpumps.com/en-us/products/sump-effluent-pumps/commercial/180-190-series | EA | 2346 |  | 53514079734 | 100 | LB | 22.62 | 11.75 | 14.75 | 12 Months | YES
4389-0007 | E4189 3F/35'Cd/230V/1Ph/DS/CSA(4189-0017) | E4189 3F/35'Cd/230V/1Ph/DS/CSA(4189-0017) | https://www.zoellerpumps.com/en-us/products/sump-effluent-pumps/commercial/180-190-series | EA | 2461 |  | 53514064853 | 105 | LB | 22.62 | 11.75 | 14.75 | 12 Months | YES
4389-0008 | E4189 3F/50'Cd/230V/1Ph/DS/CSA(4189-0019) | E4189 3F/50'Cd/230V/1Ph/DS/CSA(4189-0019) | https://www.zoellerpumps.com/en-us/products/sump-effluent-pumps/commercial/180-190-series | EA | 2496 |  | 53514069148 | 107 | LB | 22.62 | 11.75 | 14.75 | 12 Months | YES
4389-0010 | J4189 3F/200-208V/3Ph/DS/cCSAus/(4189-0007) | J4189 3F/200-208V/3Ph/DS/cCSAus/UL/(4189-0007) | https://www.zoellerpumps.com/en-us/products/sump-effluent-pumps/commercial/180-190-series | EA | 2466 |  | 53514112349 | 97 | LB | 22.62 | 11.75 | 14.75 | 12 Months | YES
4389-0011 | G4189 3F/460V/3Ph/DS/cCSAus/(4189-0009) | G4189 3F/460V/3Ph/DS/cCSAus/UL/(4189-0009) | https://www.zoellerpumps.com/en-us/products/sump-effluent-pumps/commercial/180-190-series | EA | 2466 |  | 53514174712 | 97 | LB | 22.62 | 11.75 | 14.75 | 12 Months | YES
4389-0012 | G4189 3F/35'Cd/460V/3Ph/DS/cCSAus/(4189-0026) | G4189 3F/35'Cd/460V/3Ph/DS/cCSAus/UL/(4189-0026) | https://www.zoellerpumps.com/en-us/products/sump-effluent-pumps/commercial/180-190-series | EA | 2581 |  | 53514309725 | 100 | LB | 22.62 | 11.75 | 14.75 | 12 Months | YES
4389-0013 | F4189 3F/230V/3Ph/DS/cCSAus/(4189-0008) | F4189 3F/230V/3Ph/DS/cCSAus/UL/(4189-0008) | https://www.zoellerpumps.com/en-us/products/sump-effluent-pumps/commercial/180-190-series | EA | 2466 |  | 53514338275 | 98 | LB | 22.62 | 11.75 | 14.75 | 12 Months | YES
4389-0014 | G4189 3F/50'Cd/460V/3Ph/DS/cCSAus/(4189-0020) | G4189 3F/50'Cd/460V/3Ph/DS/cCSAus/UL/(4189-0020) | https://www.zoellerpumps.com/en-us/products/sump-effluent-pumps/commercial/180-190-series | EA | 2616 |  | 53514414610 | 106 | LB | 22.62 | 11.75 | 14.75 | 12 Months | YES
4389-0015 | F4189 3F/25'Cd/230V/3Ph/DS/cCSAus/(4189-0030) | F4189 3F/25'Cd/230V/3Ph/DS/cCSAus/UL/(4189-0030) | https://www.zoellerpumps.com/en-us/products/sump-effluent-pumps/commercial/180-190-series | EA | 2571 |  | 53514454104 | 98 | LB | 22.62 | 11.75 | 14.75 | 12 Months | YES
4390-0004 | E4290 3F/230V/1Ph/DS/(009348) | E4290 3F/230V/1Ph/DS/(009348) | https://www.zoellerpumps.com/en-us/products/sewage-pumps/commercial/290-series | EA | 2798 |  | 53514054977 | 102 | LB | 22.62 | 11.75 | 14.75 | 12 Months | YES
4390-0005 | F4290 3F/230V/3Ph/DS/(011008) | F4290 3F/230V/3Ph/DS/(011008) | https://www.zoellerpumps.com/en-us/products/sewage-pumps/commercial/290-series | EA | 2918 |  | 53514064471 | 102 | LB | 22.62 | 11.75 | 14.75 | 12 Months | YES
4390-0006 | G4290 3F/460V/3Ph/DS/(011009) | G4290 3F/460V/3Ph/DS/(011009) | https://www.zoellerpumps.com/en-us/products/sewage-pumps/commercial/290-series | EA | 2918 |  | 53514064488 | 102 | LB | 22.62 | 11.75 | 14.75 | 12 Months | YES
4390-0008 | I4290 3F/200-208V/1Ph/DS/(011010) | I4290 3F/200-208V/1Ph/DS/(011010) | https://www.zoellerpumps.com/en-us/products/sewage-pumps/commercial/290-series | EA | 2843 |  | 53514064495 | 102 | LB | 22.62 | 11.75 | 14.75 | 12 Months | YES
4390-0009 | J4290 3F/200-208V/3Ph/DS/(011011) | J4290 3F/200-208V/3Ph/DS/(011011) | https://www.zoellerpumps.com/en-us/products/sewage-pumps/commercial/290-series | EA | 2918 |  | 53514064501 | 102 | LB | 22.62 | 11.75 | 14.75 | 12 Months | YES
4390-0010 | BA4290 3F/575V/3P/Dbl Sl/(011012) | BA4290 3F/575V/3P/Dbl Sl/(011012) | https://www.zoellerpumps.com/en-us/products/sewage-pumps/commercial/290-series | EA | 2968 |  | 53514064518 | 102 | LB | 22.62 | 11.75 | 14.75 | 12 Months | YES
4391-0004 | E4291 3F/230V/1Ph/DS/Wo Plug/(4291-0004) | E4291 3F/230V/1Ph/DS/Wo Plug | https://www.zoellerpumps.com/en-us/products/sewage-pumps/commercial/290-series | EA | 3183 |  | 53514064587 | 104 | LB | 22.62 | 11.75 | 14.75 | 12 Months | YES
4391-0005 | F4291 3F/230V/3Ph/DS/(011014) | F4291 3F/230V/3Ph/DS/(011014) | https://www.zoellerpumps.com/en-us/products/sewage-pumps/commercial/290-series | EA | 3303 |  | 53514064594 | 104 | LB | 22.62 | 11.75 | 14.75 | 12 Months | YES
4391-0006 | G4291 3F/460V/3Ph/DS/(011015) | G4291 3F/460V/3Ph/DS/(011015) | https://www.zoellerpumps.com/en-us/products/sewage-pumps/commercial/290-series | EA | 3303 |  | 53514064600 | 104 | LB | 22.62 | 11.75 | 14.75 | 12 Months | YES
4391-0008 | I4291 3F/200-208V/1Ph/DS/(011016) | I4291 3F/200-208V/1Ph/DS/(011016) | https://www.zoellerpumps.com/en-us/products/sewage-pumps/commercial/290-series | EA | 3228 |  | 53514064617 | 104 | LB | 22.62 | 11.75 | 14.75 | 12 Months | YES
4391-0009 | J4291 3F/200-208V/3Ph/DS/(011017) | J4291 3F/200-208V/3Ph/DS/(011017) | https://www.zoellerpumps.com/en-us/products/sewage-pumps/commercial/290-series | EA | 3303 |  | 53514064624 | 104 | LB | 22.62 | 11.75 | 14.75 | 12 Months | YES
4391-0010 | BA4291 3F/575V/3P/Dbl Sl/(011018) | BA4291 3F/575V/3P/Dbl Sl/(011018) | https://www.zoellerpumps.com/en-us/products/sewage-pumps/commercial/290-series | EA | 3353 |  | 53514064631 | 104 | LB | 22.62 | 11.75 | 14.75 | 12 Months | YES
4391-0013 | E4291 3F/50'CD/230V/1Ph/DS | E4291 3F/50'CD/230V/1Ph/DS | https://www.zoellerpumps.com/en-us/products/sump-effluent-pumps/commercial/180-190-series | EA | 3333 |  | 53514475055 | 104 | LB | 22.62 | 11.75 | 14.75 | 12 Months | YES
4392-0002 | N4292 3F/115V/1Ph/DS/CSA | N4292 3F/115V/1Ph/DS/CSA | https://www.zoellerpumps.com/en-us/products/sewage-pumps/commercial/290-series | EA | 1693 |  | 53514061296 | 95 | LB | 22.62 | 11.75 | 14.75 | 12 Months | YES
4392-0006 | N4292 3F/35'Cd/115V/1Ph/DS/CSA | N4292 3F/35'Cd/115V/1Ph/DS/CSA | https://www.zoellerpumps.com/en-us/products/sewage-pumps/commercial/290-series | EA | 1808 |  | 53514180799 | 98 | LB |  |  |  | 12 Months | YES
4392-0007 | N4292 3F/50'Cd/115V/1Ph/DS/CSA | N4292 3F/50'Cd/115V/1Ph/DS/CSA | https://www.zoellerpumps.com/en-us/products/sewage-pumps/commercial/290-series | EA | 1843 |  | 53514229696 | 98 | LB | 0 | 0 | 0 | 12 Months | YES
4392-0008 | F4292 3F/230V/3Ph/DS/cCSAus | F4292 3F/230V/3Ph/DS/cCSAus | https://www.zoellerpumps.com/en-us/products/sewage-pumps/commercial/290-series | EA | 1863 |  | 53514355616 | 95 | LB | 22.62 | 11.75 | 14.75 | 12 Months | YES
4392-0009 | G4292 3F/460V/3Ph/DS/cCSAus | G4292 3F/460V/3Ph/DS/cCSAus | https://www.zoellerpumps.com/en-us/products/sewage-pumps/commercial/290-series | EA | 1775 |  | 53514361006 | 95 | LB | 22.65 | 11.75 | 14.75 | 12 Months | YES
4392-0010 | J4292 3F/50'Cd/200-208V/3Ph/DS/cCSAus | J4292 3F/50'Cd/200-208V/3Ph/DS/cCSAus | https://www.zoellerpumps.com/en-us/products/sewage-pumps/commercial/290-series | EA | 2095 |  | 53514363864 | 95 | LB | 22.62 | 11.75 | 14.75 | 12 Months | YES
4392-0011 | J4292 3F/200-208V/3Ph/DS/cCSAus | J4292 3F/200-208V/3Ph/DS/cCSAus | https://www.zoellerpumps.com/en-us/products/sewage-pumps/commercial/290-series | EA | 1895 |  | 53514412708 | 95 | LB | 22.62 | 11.75 | 14.75 | 12 Months | YES
4392-0012 | J4292 3F/25'Cd/200-208V/3Ph/DS/cCSAus | J4292 3F/25'Cd/200-208V/3Ph/DS/cCSAus | https://www.zoellerpumps.com/en-us/products/sewage-pumps/commercial/290-series | EA | 2000 |  | 53514476243 | 95 | LB | 22.62 | 11.75 | 14.75 | 12 Months | YES
4392-0013 | N4292 3F/115V/1Ph/DS/CSA/Bronze Impeller | N4292 3F/115V/1Ph/DS/CSA/Bronze Impeller | https://www.zoellerpumps.com/en-us/products/sewage-pumps/commercial/290-series | EA | 1833 |  | 53514477707 | 95 | LB | 22.62 | 11.75 | 14.75 | 12 Months | YES
4393-0004 | E4293 3F/230V/1Ph/DS/cCSAus | E4293 3F/230V/1Ph/DS/cCSAus/UL | https://www.zoellerpumps.com/en-us/products/sewage-pumps/commercial/290-series | EA | 1834 |  | 53514078133 | 96 | LB | 22.62 | 11.75 | 14.75 | 12 Months | YES
4393-0005 | J4293 3F/200-208V/3Ph/DS/cCSAus/(4293-0006) | J4293 3F/200-208V/3Ph/DS/cCSAus | https://www.zoellerpumps.com/en-us/products/sewage-pumps/commercial/290-series | EA | 1954 |  | 53514057442 | 96 | LB | 22.62 | 11.75 | 14.75 | 12 Months | YES
4393-0006 | G4293 3F/460V/3Ph/DS/cCSAus/(4293-0008) | G4293 3F/460V/3Ph/DS/cCSAus/UL | https://www.zoellerpumps.com/en-us/products/sewage-pumps/commercial/290-series | EA | 1954 |  | 53514069124 | 96 | LB | 22.62 | 11.75 | 14.75 | 12 Months | YES
4393-0008 | G4293 3F/35'Cd/460V/3Ph/DS/cCSAus | G4293 3F/35'Cd/460V/3Ph/DS/cCSAus/UL | https://www.zoellerpumps.com/en-us/products/sewage-pumps/commercial/290-series | EA | 2069 |  | 53514072995 | 97 | LB | 22.62 | 11.75 | 14.75 | 12 Months | YES
4393-0009 | I4293 3F/35'Cd/200-208V/1Ph/DS/cCSAus | I4293 3F/35'Cd/200-208V/1Ph/DS/cCSAus | https://www.zoellerpumps.com/en-us/products/sewage-pumps/commercial/290-series | EA | 1994 |  | 53514141967 | 99 | LB | 22.62 | 11.75 | 14.75 | 12 Months | YES
4393-0010 | F4293 3F/230V/3Ph/DS/cCSAus | F4293 3F/230V/3Ph/DS/cCSAus/UL | https://www.zoellerpumps.com/en-us/products/sewage-pumps/commercial/290-series | EA | 1954 |  | 53514190828 | 98 | LB | 22.62 | 11.75 | 14.75 | 12 Months | YES
4393-0011 | I4293 3F/200-208V/1Ph/DS/cCSAus | I4293 3F/200-208V/1Ph/DS/cCSAus | https://www.zoellerpumps.com/en-us/products/sewage-pumps/commercial/290-series | EA | 1879 |  | 53514325190 | 96 | LB | 22.62 | 11.75 | 14.75 | 12 Months | YES
4393-0012 | E4293 3F/50'Cd/230V/1Ph/DS/cCSAus | E4293 3F/50'Cd/230V/1Ph/DS/cCSAus/UL | https://www.zoellerpumps.com/en-us/products/sewage-pumps/commercial/290-series | EA | 1984 |  | 53514352585 | 105 | LB | 22.62 | 11.75 | 14.75 | 12 Months | YES
4393-0013 | F4293 3F/25'Cd/230V/3Ph/DS/cCSAus | F4293 3F/25'Cd/230V/3Ph/DS/cCSAus/UL | https://www.zoellerpumps.com/en-us/products/sewage-pumps/commercial/290-series | EA | 2059 |  | 53514361891 | 98 | LB | 22.62 | 11.75 | 14.75 | 12 Months | YES
4393-0014 | J4293 3F/25'Cd/200-208V/3Ph/DS/cCSAus | J4293 3F/25'Cd/200-208V/3Ph/DS/cCSAus | https://www.zoellerpumps.com/en-us/products/sewage-pumps/commercial/290-series | EA | 2059 |  | 53514365745 | 96 | LB | 22.62 | 11.75 | 14.75 | 12 Months | YES
4393-0017 | I4293 3F/50'Cd/200-208V/1Ph/DS/cCSAus | I4293 3F/50'Cd/200-208V/1Ph/DS/cCSAus | https://www.zoellerpumps.com/en-us/products/sewage-pumps/commercial/290-series | EA | 2029 |  | 53514473068 | 96 | LB | 22.62 | 11.75 | 14.75 | 12 Months | YES
4393-0018 | J4293 3F/50'Cd/200-208V/3P/DS/cCSAus | J4293 3F/50'Cd/200-208V/3P/DS/cCSAus | https://www.zoellerpumps.com/en-us/products/sewage-pumps/commercial/290-series | EA | 2104 |  | 53514487515 | 103 | LB | 103 | LB | LB | 12 Months | YES
4394-0005 | I4294 3F/200-208V/1Ph/DS/cCSAus | I4294 3F/200-208V/1Ph/DS/cCSAus | https://www.zoellerpumps.com/en-us/products/sewage-pumps/commercial/290-series | EA | 2159 |  | 53514056940 | 97 | LB | 22.62 | 11.75 | 14.75 | 12 Months | YES
4394-0006 | J4294 3F/200-208V/3Ph/DS/cCSAus/(4294-0006) | J4294 3F/200-208V/3Ph/DS/cCSAus/UL | https://www.zoellerpumps.com/en-us/products/sewage-pumps/commercial/290-series | EA | 2234 |  | 53514058401 | 96 | LB | 22.62 | 11.75 | 14.75 | 12 Months | YES
4394-0008 | E4294 3F/230V/1Ph/DS/CSA/(4294-0004) | E4294 3F/230V/1Ph/DS/CSA | https://www.zoellerpumps.com/en-us/products/sewage-pumps/commercial/290-series | EA | 2114 |  | 53514072322 | 96 | LB | 22.62 | 11.75 | 14.75 | 12 Months | YES
4394-0009 | G4294 3F/460V/3Ph/DS/cCSAus/(4294-0008) | G4294 3F/460V/3Ph/DS/cCSAus/UL | https://www.zoellerpumps.com/en-us/products/sewage-pumps/commercial/290-series | EA | 2234 |  | 53514077198 | 96 | LB | 22.62 | 11.75 | 14.75 | 12 Months | YES
4394-0012 | E4294 3F/25'Cd/230V/1Ph/DS/CSA | E4294 3F/25'Cd/230V/1Ph/DS/CSA | https://www.zoellerpumps.com/en-us/products/sewage-pumps/commercial/290-series | EA | 2219 |  | 53514102289 | 95 | LB | 22.62 | 11.75 | 14.75 | 12 Months | YES
4394-0013 | F4294 3F/230V/3Ph/DS/cCSAus | F4294 3F/230V/3Ph/DS/cCSAus/UL | https://www.zoellerpumps.com/en-us/products/sewage-pumps/commercial/290-series | EA | 2234 |  | 53514121341 | 96 | LB | 22.62 | 11.75 | 14.75 | 12 Months | YES
4394-0014 | J4294 3F/25'Cd/200-208V/3Ph/DS/cCSAus | J4294 3F/25'Cd/200-208V/3Ph/DS/cCSAus/UL | https://www.zoellerpumps.com/en-us/products/sewage-pumps/commercial/290-series | EA | 2339 |  | 53514175726 | 98 | LB | 22.62 | 11.75 | 14.75 | 12 Months | YES
4394-0015 | G4294 3F/25'Cd/460V/3Ph/DS/cCSAus | G4294 3F/25'Cd/460V/3Ph/DS/cCSAus/UL | https://www.zoellerpumps.com/en-us/products/sewage-pumps/commercial/290-series | EA | 2339 |  | 53514186470 | 97 | LB |  |  |  | 12 Months | YES
4394-0016 | E4294 3F/50'Cd/230V/1Ph/DS/CSA | E4294 3F/50'Cd/230V/1Ph/DS/CSA | https://www.zoellerpumps.com/en-us/products/sewage-pumps/commercial/290-series | EA | 2264 |  | 53514230012 | 98 | LB | 0 | 0 | 0 | 12 Months | YES
4394-0017 | I4294 3F/50'Cd/200-208V/1Ph/DS/cCSAus | I4294 50'Cd/3F/200-208V/1Ph/DS/cCSAus | https://www.zoellerpumps.com/en-us/products/sewage-pumps/commercial/290-series | EA | 2309 |  | 53514266080 | 97 | LB | 22.62 | 11.75 | 14.75 | 12 Months | YES
4394-0019 | J4294 3F/50'Cd/200-208V/3Ph/DS/cCSAus | J4294 3F/50'Cd/200-208V/3Ph/DS/cCSAus/UL | https://www.zoellerpumps.com/en-us/products/sewage-pumps/commercial/290-series | EA | 2384 |  | 53514361280 | 98 | LB | 22.62 | 11.75 | 14.75 | 12 Months | YES
4394-0020 | E4294 3F/35'Cd/230V/1Ph/DS/CSA | E4294 3F/35'Cd/230V/1Ph/DS/CSA | https://www.zoellerpumps.com/en-us/products/sewage-pumps/commercial/290-series | EA | 2229 |  | 53514365677 | 98 | LB | 22.62 | 11.75 | 14.75 | 12 Months | YES
4394-0021 | G4294 3F/50'Cd/460V/3Ph/DS/cCSAus | G4294 3F/50'Cd/460V/3Ph/DS/cCSAus/UL | https://www.zoellerpumps.com/en-us/products/sewage-pumps/commercial/290-series | EA | 2384 |  | 53514370961 | 97 | LB | 0 | 0 | 0 | 12 Months | YES
4394-0022 | F4294 3F/35'Cd/230V/3Ph/DS/cCSAus | F4294 3F/35'Cd/230V/3Ph/DS/cCSAus/UL | https://www.zoellerpumps.com/en-us/products/sewage-pumps/commercial/290-series | EA | 2349 |  | 53514384739 | 96 | LB | 22.62 | 11.75 | 14.75 | 12 Months | YES
4394-0023 | E4294 3F/230V/1Ph/DS/CSA/Bronze Impeller | E4294 3F/230V/1Ph/DS/CSA/Bronze Impeller | https://www.zoellerpumps.com/en-us/products/sewage-pumps/commercial/290-series | EA | 2254 |  | 53514430368 | 96 | LB | 22.62 | 11.75 | 14.75 | 12 Months | YES
4394-0024 | F4294 3F/50'Cd/230V/3Ph/DS/cCSAus | F4294 3F/50'Cd/230V/3Ph/DS/cCSAus/UL | https://www.zoellerpumps.com/en-us/products/sewage-pumps/commercial/290-series | EA | 2384 |  | 53514441494 | 96 | LB | 22.62 | 11.75 | 14.75 | 12 Months | YES
4394-0025 | I4294 3F/35'Cd/200-208V/1Ph/DS/cCSAus | I4294 3F/35'Cd/200-208V/1Ph/DS/cCSAus | https://www.zoellerpumps.com/en-us/products/sewage-pumps/commercial/290-series | EA | 2274 |  | 53514470869 | 96 | LB | 22.62 | 11.75 | 14.75 | 12 Months | YES
4394-0026 | J4294 3F/35'Cd/200-208V/3Ph/DS/cCSAus | J4294 3F/35'Cd/200-208V/3Ph/DS/cCSAus | https://www.zoellerpumps.com/en-us/products/sewage-pumps/commercial/290-series | EA | 2349 |  | 53514472320 | 96 | LB | 22.62 | 11.75 | 14.75 | 12 Months | YES
4395-0004 | E4295 3F/230V/1Ph/DS/CSA/(4295-0004) | E4295 3F/230V/1Ph/DS/CSA | https://www.zoellerpumps.com/en-us/products/sewage-pumps/commercial/290-series | EA | 2144 |  | 53514085490 | 101 | LB | 22.62 | 11.75 | 14.75 | 12 Months | YES
4395-0006 | J4295 3F/35'Cd/200-208V/3Ph/DS/cCSAus | J4295 3F/35'Cd/200-208V/3Ph/DS/cCSAus/UL | https://www.zoellerpumps.com/en-us/products/sewage-pumps/commercial/290-series | EA | 2379 |  | 53514058630 | 99 | LB | 22.62 | 11.75 | 14.75 | 12 Months | YES
4395-0007 | G4295 3F/460V/3Ph/DS/cCSAus/(4295-0009) | G4295 3F/460V/3Ph/DS/cCSAus/UL | https://www.zoellerpumps.com/en-us/products/sewage-pumps/commercial/290-series | EA | 2264 |  | 53514061074 | 99 | LB | 22.62 | 11.75 | 14.75 | 12 Months | YES
4395-0009 | J4295 3F/200-208V/3Ph/DS/cCSAus/(4295-0007) | J4295 3F/200-208V/3Ph/DS/cCSAus/UL | https://www.zoellerpumps.com/en-us/products/sewage-pumps/commercial/290-series | EA | 2264 |  | 53514077396 | 99 | LB | 22.62 | 11.75 | 14.75 | 12 Months | YES
4395-0010 | F4295 3F/230V/3Ph/DS/cCSAus | F4295 3F/230V/3Ph/DS/cCSAus/UL | https://www.zoellerpumps.com/en-us/products/sewage-pumps/commercial/290-series | EA | 2264 |  | 53514077501 | 98 | LB | 22.62 | 11.75 | 14.75 | 12 Months | YES
4395-0013 | E4295 3F/25'Cd/230V/1Ph/DS/CSA | E4295 3F/25'Cd/230V/1Ph/DS/CSA | https://www.zoellerpumps.com/en-us/products/sewage-pumps/commercial/290-series | EA | 2249 |  | 53514091378 | 101 | LB | 22.62 | 11.75 | 14.75 | 12 Months | YES
4395-0014 | I4295 3F/200-208V/1Ph/DS/cCSAus | I4295 3F/200-208V/1Ph/DS/cCSAus | https://www.zoellerpumps.com/en-us/products/sewage-pumps/commercial/290-series | EA | 2189 |  | 53514092153 | 99 | LB | 22.62 | 11.75 | 14.75 | 12 Months | YES
4395-0015 | F4295 3F/25'Cd/230V/3Ph/DS/cCSAus | F4295 3F/25'Cd/230V/3Ph/DS/cCSAus/UL | https://www.zoellerpumps.com/en-us/products/sewage-pumps/commercial/290-series | EA | 2369 |  | 53514176433 | 105 | LB |  |  |  | 12 Months | YES
4395-0017 | F4295 3F/35'Cd/230V/3Ph/DS/cCSAus | F4295 3F/35'Cd/230V/3Ph/DS/cCSAus/UL | https://www.zoellerpumps.com/en-us/products/sewage-pumps/commercial/290-series | EA | 2379 |  | 53514186913 | 104 | LB |  |  |  | 12 Months | YES
4395-0018 | F4295 3F/50'Cd/230V/3Ph/DS/cCSAus | F4295 3F/50'Cd/230V/3Ph/DS/cCSAus/UL | https://www.zoellerpumps.com/en-us/products/sewage-pumps/commercial/290-series | EA | 2414 |  | 53514201289 | 107 | LB | 22.62 | 11.75 | 14.75 | 12 Months | YES
4395-0019 | G4295 3F/25'Cd/460V/3Ph/DS/cCSAus | G4295 3F/25'Cd/460V/3Ph/DS/cCSAus/UL | https://www.zoellerpumps.com/en-us/products/sewage-pumps/commercial/290-series | EA | 2419 |  | 53514211226 | 99.5 | LB | 22.62 | 11.75 | 14.75 | 12 Months | YES
4395-0020 | E4295 3F/50'Cd/230V/1Ph/DS/CSA | E4295 3F/50'Cd/230V/1Ph/DS/CSA | https://www.zoellerpumps.com/en-us/products/sewage-pumps/commercial/290-series | EA | 2294 |  | 53514229979 | 102 | LB | 22.62 | 11.75 | 14.75 | 12 Months | YES
4395-0021 | G4295 3F/50'Cd/460V/3Ph/DS/cCSAus | G4295 3F/50'Cd/460V/3Ph/DS/cCSAus/UL | https://www.zoellerpumps.com/en-us/products/sewage-pumps/commercial/290-series | EA | 2414 |  | 53514256104 | 99.5 | LB | 22.62 | 11.75 | 14.75 | 12 Months | YES
4395-0022 | J4295 3F/25'Cd/200-208V/3Ph/DS/cCSAus | J4295 3F/25'Cd/200-208V/3Ph/DS/cCSAus/UL | https://www.zoellerpumps.com/en-us/products/sewage-pumps/commercial/290-series | EA | 2369 |  | 53514264420 | 99 | LB | 22.62 | 11.75 | 14.75 | 12 Months | YES
4395-0023 | J4295 3F/50'Cd/200-208V/3Ph/DS/cCSAus | J4295 3F/50'Cd/200-208V/3Ph/DS/cCSAus/UL | https://www.zoellerpumps.com/en-us/products/sewage-pumps/commercial/290-series | EA | 2414 |  | 53514305130 | 102 | LB | 22.62 | 11.75 | 14.75 | 12 Months | YES
4395-0024 | G4295 3F/35'Cd/460V/3Ph/DS/cCSAus | G4295 3F/35'Cd/460V/3Ph/DS/cCSAus/UL | https://www.zoellerpumps.com/en-us/products/sewage-pumps/commercial/290-series | EA | 2379 |  | 53514306830 | 97 | LB | 22.62 | 11.75 | 14.75 | 12 Months | YES
4395-0025 | I4295 3F/50'Cd/200-208V/1Ph/DS/cCSAus | I4295 3F/50'Cd/200-208V/1Ph/DS/cCSAus | https://www.zoellerpumps.com/en-us/products/sewage-pumps/commercial/290-series | EA | 2339 |  | 53514345778 | 101 | LB | 22.62 | 11.75 | 14.75 | 12 Months | YES
4395-0027 | I4295 3F/25'Cd/200-208V/1Ph/DS/cCSAus | I4295 3F/25'Cd/200-208V/1Ph/DS/cCSAus | https://www.zoellerpumps.com/en-us/products/sewage-pumps/commercial/290-series | EA | 2294 |  | 53514484835 | 99 | LB | 22.62 | 11.75 | 14.75 | 12 Months | YES
44-0002 | N44 115V/1Ph/9'Cd/cCSAus | N44 115V/1Ph/9'Cd/cCSAus | https://www.zoellerpumps.com/en-us/products/40-series | EA | 260 |  | 53514127626 | 7.7 | LB | 12 | 6.5 | 8 | 12 Months | YES
44-0005 | N44 115V/1Ph/20'Cd/cCSAus | N44 115V/1Ph/20'Cd/cCSAus | https://www.zoellerpumps.com/en-us/products/40-series | EA | 267 |  | 53514127633 | 8.5 | LB | 12 | 6.5 | 8 | 12 Months | YES
44-0006 | LM44 115V/1Ph/9'Cd/Auto W-Sensor/cCSAus | LM44 115V/1Ph/9'Cd/Auto W-Sensor/cCSAus | https://www.zoellerpumps.com/en-us/products/40-series | EA | 291 |  | 53514196790 | 8.6 | LB | 12 | 6.5 | 8 | 12 Months | YES
44-0007 | LM44 115V/1Ph/20'Cd/Autow-Sensor/cCSAus | LM44 115V/1Ph/20'Cd/Autow-Sensor/cCSAus | https://www.zoellerpumps.com/en-us/products/40-series | EA | 348 |  | 53514196806 | 9.4 | LB | 12 | 6.5 | 8 | 12 Months | YES
4404-0004 | E4404 230V/1Ph/DS/cCSAus | E4404 230V/1Ph/DS/cCSAus | https://www.zoellerpumps.com/en-us/products/sewage-pumps/commercial/400-series | EA | 3056 |  | 53514091897 | 147 | LB | 45 | 24.5 | 32.75 | 12 Months | YES
4404-0005 | F4404 230V/3Ph/DS/cCSAus | F4404 230V/3Ph/DS/cCSAus | https://www.zoellerpumps.com/en-us/products/sewage-pumps/commercial/400-series | EA | 3176 |  | 53514091927 | 147 | LB | 45 | 24.5 | 32.75 | 12 Months | NO
4404-0006 | G4404 460V/3Ph/DS/cCSAus | G4404 460V/3Ph/DS/cCSAus | https://www.zoellerpumps.com/en-us/products/sewage-pumps/commercial/400-series | EA | 3176 |  | 53514091934 | 147 | LB | 45 | 24.5 | 32.75 | 12 Months | NO
4404-0007 | I4404 200-208V/1Ph/DS/cCSAus | I4404 200-208V/1Ph/DS/cCSAus | https://www.zoellerpumps.com/en-us/products/sewage-pumps/commercial/400-series | EA | 3101 |  | 53514091941 | 147 | LB | 45 | 24.5 | 32.75 | 12 Months | NO
4404-0008 | J4404 200-208V/3Ph/DS/cCSAus | J4404 200-208V/3Ph/DS/cCSAus | https://www.zoellerpumps.com/en-us/products/sewage-pumps/commercial/400-series | EA | 3176 |  | 53514091958 | 147 | LB | 45 | 24.5 | 32.75 | 12 Months | NO
4404-0009 | BA4404 575V/3Ph/Dbl Sl/cCSAus | BA4404 575V/3Ph/Dbl Sl/cCSAus | https://www.zoellerpumps.com/en-us/products/sewage-pumps/commercial/400-series | EA | 3226 |  | 53514091965 | 147 | LB | 45 | 24.5 | 32.75 | 12 Months | YES
4404-0010 | WD4404 230V/1Ph/Dbl Sl/cCSAus | WD4404 230V/1Ph/Dbl Sl/cCSAus | https://www.zoellerpumps.com/en-us/products/sewage-pumps/commercial/400-series | EA | 3291 |  | 53514091972 | 150 | LB | 45 | 24.5 | 32.75 | 12 Months | NO
4404-0011 | E4404 50'Cd/230V/1Ph/DS/cCSAus | E4404 50'Cd/230V/1Ph/DS/cCSAus | https://www.zoellerpumps.com/en-us/products/sewage-pumps/commercial/400-series | EA | 3206 |  | 53514111588 | 155 | LB | 45 | 24.5 | 32.75 | 12 Months | YES
4404-0012 | J4404 35'Cd/200-208V/3Ph/DS/cCSAus | J4404 35'Cd/200-208V/3Ph/DS/cCSAus | https://www.zoellerpumps.com/en-us/products/sewage-pumps/commercial/400-series | EA | 3291 |  | 53514141783 | 153 | LB | 45 | 24.5 | 32.75 | 12 Months | NO
4404-0013 | F4404 25'Cd/230V/3Ph/DS/cCSAus | F4404 25'Cd/230V/3Ph/DS/cCSAus | https://www.zoellerpumps.com/en-us/products/sewage-pumps/commercial/400-series | EA | 3281 |  | 53514171353 | 147 | LB | 45 | 24.5 | 32.75 | 12 Months | NO
4404-0014 | E4404 35'Cd/230V/1Ph/DS/cCSAus | E4404 35'Cd/230V/1Ph/DS/cCSAus | https://www.zoellerpumps.com/en-us/products/sewage-pumps/commercial/400-series | EA | 3171 |  | 53514178642 | 152 | LB | 45 | 24.5 | 32.75 | 12 Months | YES
4404-0015 | E4404 25'Cd/230V/1Ph/DS/cCSAus | E4404 25'Cd/230V/1Ph/DS/cCSAus | https://www.zoellerpumps.com/en-us/products/sewage-pumps/commercial/400-series | EA | 3161 |  | 53514207625 | 150 | LB | 45 | 24.5 | 32.75 | 12 Months | YES
4404-0016 | J4404 50'Cd/200-208V/3Ph/DS/cCSAus | J4404 50'Cd/200-208V/3Ph/DS/cCSAus | https://www.zoellerpumps.com/en-us/products/sewage-pumps/commercial/400-series | EA | 3326 |  | 53514300159 | 153 | LB | 45 | 24.5 | 32.75 | 12 Months | NO
4404-0017 | G4404 35'Cd/460V/3Ph/DS/cCSAus | G4404 35'Cd/460V/3Ph/DS/cCSAus | https://www.zoellerpumps.com/en-us/products/sewage-pumps/commercial/400-series | EA | 3291 |  | 53514342968 | 148 | LB | 45 | 24.5 | 32.75 | 12 Months | NO
4404-0018 | I4404 25'Cd/200-208V/1Ph/DS/cCSAus | I4404 25'Cd/200-208V/1Ph/DS/cCSAus | https://www.zoellerpumps.com/en-us/products/sewage-pumps/commercial/400-series | EA | 3206 |  | 53514400798 | 147 | LB | 45 | 24.5 | 32.75 | 12 Months | NO
4404-0019 | I4404 50'Cd/200-208V/1Ph/DS/cCSAus | I4404 50'Cd/200-208V/1Ph/DS/cCSAus | https://www.zoellerpumps.com/en-us/products/sewage-pumps/commercial/400-series | EA | 3326 |  | 53514454180 | 147 | LB | 45 | 24.5 | 32.75 | 12 Months | NO
4404-0020 | G4404 50'Cd/460V/3Ph/DS/cCSAus | G4404 50'Cd/460V/3Ph/DS/cCSAus | https://www.zoellerpumps.com/en-us/products/sewage-pumps/commercial/400-series | EA | 3376 |  | 53514460143 | 148 | LB | 45 | 24.5 | 32.75 | 12 Months | NO
4405-0004 | E4405 230V/1Ph/DS/CSA | E4405 230V/1Ph/DS/CSA | https://www.zoellerpumps.com/en-us/products/sewage-pumps/commercial/400-series | EA | 3530 |  | 53514053215 | 147 | LB | 45 | 24.5 | 32.75 | 12 Months | YES
4405-0006 | I4405 200-208V/1Ph/DS/cCSAus | I4405 200-208V/1Ph/DS/cCSAus | https://www.zoellerpumps.com/en-us/products/sewage-pumps/commercial/400-series | EA | 3575 |  | 53514053239 | 147 | LB | 45 | 24.5 | 32.75 | 12 Months | NO
4405-0007 | J4405 200-208V/3Ph/DS/cCSAus | J4405 200-208V/3Ph/DS/cCSAus | https://www.zoellerpumps.com/en-us/products/sewage-pumps/commercial/400-series | EA | 3650 |  | 53514053246 | 147 | LB | 45 | 24.5 | 32.75 | 12 Months | NO
4405-0008 | F4405 230V/3Ph/DS/cCSAus | F4405 230V/3Ph/DS/cCSAus | https://www.zoellerpumps.com/en-us/products/sewage-pumps/commercial/400-series | EA | 3650 |  | 53514053253 | 147 | LB | 45 | 24.5 | 32.75 | 12 Months | NO
4405-0009 | G4405 460V/3Ph/DS/cCSAus | G4405 460V/3Ph/DS/cCSAus | https://www.zoellerpumps.com/en-us/products/sewage-pumps/commercial/400-series | EA | 3650 |  | 53514053260 | 147 | LB | 45 | 24.5 | 32.75 | 12 Months | NO
4405-0018 | G4405 50'Cd/460V/3Ph/DS/cCSAus | G4405 50'Cd/460V/3Ph/DS/cCSAus | https://www.zoellerpumps.com/en-us/products/sewage-pumps/commercial/400-series | EA | 3800 |  | 53514064006 | 155 | lb | 45 | 24.5 | 32.75 | 12 Months | NO
4405-0019 | F4405 50'Cd/230V/3Ph/DS/cCSAus | F4405 50'Cd/230V/3Ph/DS/cCSAus | https://www.zoellerpumps.com/en-us/products/sewage-pumps/commercial/400-series | EA | 3800 |  | 53514069254 | 155 | LB | 45 | 24.5 | 32.75 | 12 Months | NO
4405-0020 | G4405 35'Cd/460V/3Ph/DS/cCSAus | G4405 35'Cd/460V/3Ph/DS/cCSAus | https://www.zoellerpumps.com/en-us/products/sewage-pumps/commercial/400-series | EA | 3765 |  | 53514076672 | 153 | LB | 45 | 24.5 | 32.75 | 12 Months | NO
4405-0023 | E4405 35'Cd/230V/1Ph/DS/CSA | E4405 35'Cd/230V/1Ph/DS/CSA | https://www.zoellerpumps.com/en-us/products/sewage-pumps/commercial/400-series | EA | 3645 |  | 53514088910 | 153 | LB | 45 | 24.5 | 32.75 | 12 Months | YES
4405-0024 | WD4405 230V/1Ph/DS/CSA | WD4405 230V/1Ph/DS/CSA | https://www.zoellerpumps.com/en-us/products/sewage-pumps/commercial/400-series | EA | 3768 |  | 53514094690 | 150 | LB | 45 | 24.5 | 32.75 | 12 Months | NO
4405-0025 | J4405 35'Cd/200-208V/3Ph/DS/cCSAus | J4405 35'Cd/200-208V/3Ph/DS/cCSAus | https://www.zoellerpumps.com/en-us/products/sewage-pumps/commercial/400-series | EA | 3765 |  | 53514151300 | 150 | LB | 45 | 24.5 | 32.75 | 12 Months | NO
4405-0026 | J4405 50'Cd/200-208V/3Ph/DS/cCSAus | J4405 50'Cd/200-208V/3Ph/DS/cCSAus | https://www.zoellerpumps.com/en-us/products/sewage-pumps/commercial/400-series | EA | 3800 |  | 53514156916 | 153 | LB | 45 | 24.5 | 32.75 | 12 Months | NO
4405-0028 | E4405 50'Cd/230V/1Ph/DS/CSA | E4405 50'Cd/230V/1Ph/DS/CSA | https://www.zoellerpumps.com/en-us/products/sewage-pumps/commercial/400-series | EA | 3680 |  | 53514172091 | 155 | LB | 45 | 24.5 | 32.75 | 12 Months | YES
4405-0029 | I4405 25'Cord/200-208V/1Ph/DS/cCSAus | I4405 25'Cord/200-208V/1Ph/DS/cCSAus | https://www.zoellerpumps.com/en-us/products/sewage-pumps/commercial/400-series | EA | 3680 |  | 53514235369 | 147 | LB | 45 | 24.5 | 32.75 | 12 Months | NO
4405-0030 | WD4405 50'Cd/230V/1Ph/DS/CSA | WD4405 50'Cd/230V/1Ph/DS/CSA | https://www.zoellerpumps.com/en-us/products/sewage-pumps/commercial/400-series | EA | 3918 |  | 53514293604 | 150 | LB | 45 | 24.5 | 32.75 | 12 Months | NO
4405-0031 | G4405 25'Cd/460V/3Ph/DS/cCSAus | G4405 25'Cd/460V/3Ph/DS/cCSAus | https://www.zoellerpumps.com/en-us/products/sewage-pumps/commercial/400-series | EA | 3755 |  | 53514300135 | 153 | LB | 45 | 24.5 | 32.75 | 12 Months | NO
4405-0032 | E4405 25'Cd/230V/1Ph/DS/CSA | E4405 25'Cd/230V/1Ph/DS/CSA | https://www.zoellerpumps.com/en-us/products/sewage-pumps/commercial/400-series | EA | 3635 |  | 53514318819 | 245 | LB | 45 | 24.5 | 32.75 | 12 Months | YES
4405-0033 | BA4405 575V/3Ph/DS/cCSAus | BA4405 575V/3Ph/DS/cCSAus | https://www.zoellerpumps.com/en-us/products/sewage-pumps/commercial/400-series | EA | 3700 |  | 53514338541 | 147 | LB | 45 | 24.5 | 32.75 | 12 Months | YES
4405-0034 | F4405 35'Cd/230V/3Ph/DS/cCSAus | F4405 35'Cd/230V/3Ph/DS/cCSAus | https://www.zoellerpumps.com/en-us/products/sewage-pumps/commercial/400-series | EA | 3765 |  | 53514359317 | 155 | LB | 45 | 24.5 | 32.75 | 12 Months | NO
4405-0036 | I4405 50'Cord/200-208V/1Ph/DS/cCSAus | I4405 50'Cord/200-208V/1Ph/DS/cCSAus | https://www.zoellerpumps.com/en-us/products/sewage-pumps/commercial/400-series | EA | 3725 |  | 53514465087 | 147 | LB | 45 | 24.5 | 32.75 | 12 Months | NO
4405-0037 | BA4405 50'Cd/575V/3Ph/DS/cCSAus | BA4405 50'Cd/575V/3Ph/DS/cCSAus | https://www.zoellerpumps.com/en-us/products/sewage-pumps/commercial/400-series | EA | 3850 |  | 53514481988 | 147 | LB | 45 | 24.5 | 32.75 | 12 Months | YES
450-0005 | Pump,.5Hp/230V/7 Gpm/10-Stage/3-Wire w-Grnd/Turbine Potable Water/cCSAus | Pump,.5Hp/230V/7 Gpm/10-Stage/3-Wire w-Grnd/Turbine Potable Water/cCSAus | https://www.zoellerpumps.com/en-us/products/potable-water/turbine | EA | 1041 |  | 53514215583 | 28 | LB | 4.25 | 4.25 | 35 | 12 Months | NO
450-0006 | Pump,.5Hp/115V/7 Gpm/10-Stage/2-Wire w-Grnd/Turbine Potable Water/cCSAus | Pump,.5Hp/115V/7 Gpm/10-Stage/2-Wire w-Grnd/Turbine Potable Water/cCSAus | https://www.zoellerpumps.com/en-us/products/potable-water/turbine | EA | 1115 |  | 53514215606 | 28 | LB | 4.25 | 4.25 | 30 | 12 Months | NO
450-0007 | Pump,.5Hp/230V/7 Gpm/10-Stage/2-Wire w-Grnd/Turbine Potable Water/cCSAus | Pump,.5Hp/230V/7 Gpm/10-Stage/2-Wire w-Grnd/Turbine Potable Water/cCSAus | https://www.zoellerpumps.com/en-us/products/potable-water/turbine | EA | 1115 |  | 53514215620 | 28 | LB | 4.25 | 4.25 | 35 | 12 Months | NO
450-0008 | Pump,.5Hp/115V/11 Gpm/7-Stage/3-Wire w-Grnd/Turbine Potable Water/cCSAus | Pump,.5Hp/115V/11 Gpm/7-Stage/3-Wire w-Grnd/Turbine Potable Water/cCSAus | https://www.zoellerpumps.com/en-us/products/potable-water/turbine | EA | 910 |  | 53514219765 | 27 | LB | 4.25 | 4.25 | 35 | 12 Months | NO
450-0009 | Pump,.5Hp/230V/11 Gpm/7-Stage/3-Wire w-Grnd/Turbine Potable Water/cCSAus | Pump,.5Hp/230V/11 Gpm/7-Stage/3-Wire w-Grnd/Turbine Potable Water/cCSAus | https://www.zoellerpumps.com/en-us/products/potable-water/turbine | EA | 910 |  | 53514219789 | 27 | LB | 4.25 | 4.25 | 26 | 12 Months | NO
450-0010 | Pump,.5Hp/115V/11 Gpm/7-Stage/2-Wire w-Grnd/Turbine Potable Water/cCSAus | Pump,.5Hp/115V/11 Gpm/7-Stage/2-Wire w-Grnd/Turbine Potable Water/cCSAus | https://www.zoellerpumps.com/en-us/products/potable-water/turbine | EA | 988 |  | 53514219826 | 27 | LB | 4.25 | 4.25 | 26 | 12 Months | NO
450-0011 | Pump,.5Hp/230V/11 Gpm/7-Stage/2-Wire w-Grnd/Turbine Potable Water/cCSAus | Pump,.5Hp/230V/11 Gpm/7-Stage/2-Wire w-Grnd/Turbine Potable Water/cCSAus | https://www.zoellerpumps.com/en-us/products/potable-water/turbine | EA | 988 |  | 53514219840 | 27 | LB | 4.25 | 4.25 | 26 | 12 Months | NO
450-0012 | Pump,.5Hp/115V/5 Gpm/15-Stage/2-Wire w-Grnd/Turbine Potable Water/cCSAus | Pump,.5Hp/115V/5 Gpm/15-Stage/2-Wire w-Grnd/Turbine Potable Water/cCSAus | https://www.zoellerpumps.com/en-us/products/potable-water/turbine | EA | 1283 |  | 53514288730 | 26.5 | LB | 4.25 | 4.25 | 30 | 12 Months | NO
450-0013 | Pump,.5Hp/230V/5 Gpm/15-Stage/2-Wire w-Grnd/Turbine Potable Water/cCSAus | Pump,.5Hp/230V/5 Gpm/15-Stage/2-Wire w-Grnd/Turbine Potable Water/cCSAus | https://www.zoellerpumps.com/en-us/products/potable-water/turbine | EA | 1232 |  | 53514288778 | 26.5 | LB | 4.25 | 4.25 | 30 | 12 Months | NO
451-0005 | Pump,.75Hp/230V/7 Gpm/14-Stage/2-Wire w-Grnd/Turbine Potable Water/cCSAus | Pump,.75Hp/230V/7 Gpm/14-Stage/2-Wire w-Grnd/Turbine Potable Water/cCSAus | https://www.zoellerpumps.com/en-us/products/potable-water/turbine | EA | 1394 |  | 53514219857 | 32 | LB | 4.25 | 4.25 | 35 | 12 Months | NO
451-0006 | Pump,.75Hp/230V/11 Gpm/10-Stage/3-Wire w-Grnd/Turbine Potable Water/cCSAus | Pump,.75Hp/230V/11 Gpm/10-Stage/3-Wire w-Grnd/Turbine Potable Water/cCSAus | https://www.zoellerpumps.com/en-us/products/potable-water/turbine | EA | 975 |  | 53514219871 | 32 | LB | 4.25 | 4.25 | 35 | 12 Months | NO
451-0007 | Pump,.75Hp/230V/11 Gpm/10-Stage/2-Wire w-Grnd/Turbine Potable Water/cCSAus | Pump,.75Hp/230V/11 Gpm/10-Stage/2-Wire w-Grnd/Turbine Potable Water/cCSAus | https://www.zoellerpumps.com/en-us/products/potable-water/turbine | EA | 1122 |  | 53514219895 | 32 | LB | 4.25 | 4.25 | 35 | 12 Months | NO
451-0008 | Pump,.75Hp/230V/5 Gpm/21-Stage/2-Wire w-Grnd/Turbine Potable Water/cCSAus | Pump,.75Hp/230V/5 Gpm/21-Stage/2-Wire w-Grnd/Turbine Potable Water/cCSAus | https://www.zoellerpumps.com/en-us/products/potable-water/turbine | EA | 1532 |  | 53514288792 | 31.25 | LB | 4.25 | 4.25 | 36 | 12 Months | NO
452-0005 | Pump,1Hp/230V/11 Gpm/13-Stage/3-Wire w-Grnd/Turbine Potable Water/cCSAus | Pump,1Hp/230V/11 Gpm/13-Stage/3-Wire w-Grnd/Turbine Potable Water/cCSAus | https://www.zoellerpumps.com/en-us/products/potable-water/turbine | EA | 1172 |  | 53514219918 | 36 | LB | 4.25 | 4.25 | 35 | 12 Months | NO
452-0006 | Pump,1Hp/230V/11 Gpm/13-Stage/2-Wire w-Grnd/Turbine Potable Water/cCSAus | Pump,1Hp/230V/11 Gpm/13-Stage/2-Wire w-Grnd/Turbine Potable Water/cCSAus | https://www.zoellerpumps.com/en-us/products/potable-water/turbine | EA | 1356 |  | 53514219932 | 36 | LB | 4.25 | 4.25 | 35 | 12 Months | NO
452-0007 | Pump,1Hp/230V/19 Gpm/9-Stage/3-Wire w-Grnd/Turbine Potable Water/cCSAus | Pump,1Hp/230V/19 Gpm/9-Stage/3-Wire w-Grnd/Turbine Potable Water/cCSAus | https://www.zoellerpumps.com/en-us/products/potable-water/turbine | EA | 1321 |  | 53514219956 | 36 | LB | 4.25 | 4.25 | 35 | 12 Months | NO
452-0008 | Pump,1Hp/230V/19 Gpm/9-Stage/2-Wire w-Grnd/Turbine Potable Water/cCSAus | Pump,1Hp/230V/19 Gpm/9-Stage/2-Wire w-Grnd/Turbine Potable Water/cCSAus | https://www.zoellerpumps.com/en-us/products/potable-water/turbine | EA | 1510 |  | 53514219994 | 36 | LB | 4.25 | 4.25 | 35 | 12 Months | NO
452-0009 | Pump,1Hp/230V/5 Gpm/26-Stage/2-Wire w-Grnd/Turbine Potable Water/cCSAus | Pump,1Hp/230V/5 Gpm/26-Stage/2-Wire w-Grnd/Turbine Potable Water/cCSAus | https://www.zoellerpumps.com/en-us/products/potable-water/turbine | EA | 1718 |  | 53514288815 | 35.5 | LB | 4.25 | 4.25 | 41 | 12 Months | NO
460-0006 | NE460 115/230V/1Ph/.5HP/Dual Volt/Shallow Well | NE460 115/230V/1Ph/.5HP/Dual Volt/Shallow Well | https://www.zoellerpumps.com/en-us/products/potable-water/turbine | EA | 711 |  | 53514218669 | 41 | LB | 10.6 | 11 | 19.5 | 12 Months | NO
46-0002 | N46 115V/1Ph/.5Hp/9'Cd/cCSAus | N46 115V/1Ph/.5Hp/9'Cd/cCSAus | https://www.zoellerpumps.com/en-us/products/40-series | EA | 455 |  | 53514136284 | 15 | LB | 15 | 6.5 | 8 | 12 Months | YES
46-0005 | N46 115V/1Ph/.5Hp/20'Cd/cCSAus | N46 115V/1Ph/.5Hp/20'Cd/cCSAus | https://www.zoellerpumps.com/en-us/products/40-series | EA | 485 |  | 53514136291 | 16 | LB | 15 | 6.5 | 8 | 12 Months | YES
461-0006 | NE461 115/230V/1Ph/.75HP/Dual Volt/Shallow Well | NE461 115/230V/1Ph/.75HP/Dual Volt/Shallow Well | https://www.zoellerpumps.com/en-us/products/potable-water/jet-pumps | EA | 882 |  | 53514218683 | 43 | LB | 10.6 | 15.3 | 19.5 | 12 Months | NO
462-0006 | NE462 115/230V/1Ph/.5HP/Dual Volt/Convertible/1.25" Inlet x .75" Discharge | NE462 115/230V/1Ph/.5HP/Dual Volt/Convertible/1.25" Inlet x .75" Discharge | https://www.zoellerpumps.com/en-us/products/potable-water/jet-pumps | EA | 642 |  | 53514218706 | 41 | LB | 10.6 | 11 | 19.5 | 12 Months | NO
463-0006 | NE463 115/230V/1Ph/1HP/Dual Volt/Convertible/1.25" Inlet x 1" Discharge | NE463 115/230V/1Ph/1HP/Dual Volt/Convertible/1.25" Inlet x 1" Discharge | https://www.zoellerpumps.com/en-us/products/potable-water/jet-pumps | EA | 864 |  | 53514218720 | 51 | LB | 10.6 | 15.3 | 19.5 | 12 Months | NO
49-0005 | WM49 115V/1Ph/.25Hp/MFS/cCSAus | WM49 115V/1Ph/.25Hp/MFS/Titan/cCSAus | https://www.zoellerpumps.com/en-us/products/sump-effluent-pumps/residential/model-49 | EA | 293 |  | 53514180843 | 11 | LB | 10.75 | 7.5 | 9.5 | 12 Months | YES
49-0006 | WM49 20'Cd/115V/1P/cCSAus | WM49 20'Cd/115V/1P/Titan/cCSAus | https://www.zoellerpumps.com/en-us/products/sump-effluent-pumps/residential/model-49 | EA | 318 |  | 53514183226 | 11 | LB | 10.75 | 7.5 | 9.5 | 12 Months | YES
5000-0001 | Filter,Pressure Eff/Sim Tech Model Stf-100A2 |  |  | EA | 790 |  | 53514139186 | 8 | LB | 30 | 6 |  | 12 Months | NO
5000-0002 | Filter,Sock 100 Micron/Sim Tech Stf-104Tn |  |  | EA | 79 |  | 53514139193 | 0.05 | LB | 6 | 1 |  | 12 Months | NO
5000-0003 | Filter,Sock 600 Micron/Sim Tech Stf-104 |  |  | EA | 21 |  | 53514139209 | 0.5 | LB | 6 | 1 |  | 12 Months | NO
5000-0004 | Wrench,Filter Lid/Screenremoval/Sim Tech/Stf-103 |  |  | EA | 255 |  | 53514139216 | 3.5 | LB | 35 | 6 |  | 12 Months | NO
5000-0005 | Tool, Cmpr Screen Removal/Sim Tech/Stf-103B |  |  | EA | 139 |  | 53514139223 | 5 | LB | 35 | 6 |  | 12 Months | NO
5000-0007 | Filter,WW4 Effluent/Clarus |  |  | EA | 325 |  | 53514142117 | 14 | LB | 27 | 10.5 |  | Limited lifetime | NO
5000-0008 | Filter,Pressure Eff3"Inlet/Outlet/Stf-100A3 |  |  | EA | 884 |  | 53514152154 | 8 | LB | 30 | 6 |  | 12 Months | NO
5000-0010 | Filter,Sock 800 Mesh/1/32" 24WX20L |  |  | EA | 35 |  | 53514153724 | 0.5 | LB | 6 | 1 |  | 12 Months | NO
5030-0005 | Pump,.5Hp/115V/1Ph/11Gpm/5-Stage/1.25"Disc/10'Cd/cCSAus |  |  | EA | 903 |  | 53514140182 | 26 | LB | 4.5 | 4.25 |  | 12 Months | NO
5030-0006 | Pump,.5Hp/230V/1Ph/11Gpm/5-Stage/1.25"Disc/10'Cd/cCSAus |  |  | EA | 903 |  | 53514140199 | 26 | LB | 4.5 | 4.25 |  | 12 Months | NO
5030-0007 | Pump,.5Hp/115V/1Ph/11Gpm/7-Stage/1.25"Disc/10'Cd/cCSAus |  |  | EA | 928 |  | 53514140205 | 26 | LB | 4.5 | 4.25 |  | 12 Months | NO
5030-0008 | Pump,.5Hp/230V/1Ph/11Gpm/7-Stage/1.25"Disc/10'Cd/cCSAus |  |  | EA | 928 |  | 53514140212 | 26 | LB | 4.5 | 4.25 |  | 12 Months | NO
5030-0009 | Pump,.75Hp/230/1P/11Gpm/10-Stage/1.25"Disc/10'Cd/cCSAus |  |  | EA | 1093 |  | 53514140229 | 30 | LB | 4.5 | 4.25 |  | 12 Months | NO
5030-0012 | Pump,1Hp/230V/1Ph/11Gpm/13-Stage/1.25"Disc/10'Cd/cCSAus |  |  | EA | 1258 |  | 53514145903 | 36 | LB | 4.5 | 4.25 |  | 12 Months | NO
5030-0014 | Pump,.5Hp/115/11Gpm/5-Stage/1.25"D/100'Cd/Check Valve/cCSAus |  |  | EA | 1423 |  | 53514170301 | 30 | LB | 11.5 | 11.5 |  | 12 Months | NO
5030-0015 | Pump,.5Hp/115V/1Ph/11Gpm/5-Stage/1.25"D/100'Cd/cCSAus |  |  | EA | 1423 |  | 53514184605 | 30 | LB | 11.5 | 11.5 |  | 12 Months | NO
5030-0016 | Pump,.5Hp/115V/1Ph/11Gpm/7-Stage/1.25"Disc/50'Cd/cCSAus |  |  | EA | 1258 |  | 53514208998 | 30 | LB | 6 | 6 |  | 12 Months | NO
5030-0017 | Pump,.5Hp/230V/1Ph/11Gpm/5-Stage/1.25"Disc/25'Cd/cCSAus |  |  | EA | 1163 |  | 53514209711 | 26 | LB | 6 | 6 |  | 12 Months | NO
5030-0018 | Pump,.5Hp/230V/1Ph/11Gpm/5-Stage/1.25"Disc/50'Cd/cCSAus |  |  | EA | 1233 |  | 53514209766 | 28 | LB | 6 | 6 |  | 12 Months | NO
5030-0019 | Pump,.5Hp/230V/1Ph/11Gpm/5-Stage/1.25"Disc/100'Cd/cCSAus |  |  | EA | 1423 |  | 53514209773 | 30 | LB | 11.5 | 11.5 |  | 12 Months | NO
5030-0020 | Pump,.5Hp/115V/1Ph/11Gpm/7-Stage/1.25"Disc/25'Cd/cCSAus |  |  | EA | 1188 |  | 53514209780 | 26 | LB | 6 | 6 |  | 12 Months | NO
5030-0021 | Pump,.5Hp/115V/1Ph/11Gpm/7-Stage/1.25"Disc/100'Cd/cCSAus |  |  | EA | 1448 |  | 53514209797 | 30 | LB | 11.5 | 11.5 |  | 12 Months | NO
5030-0022 | Pump,.5Hp/230V/1Ph/11Gpm/7-Stage/1.25"Disc/25'Cd/cCSAus |  |  | EA | 1188 |  | 53514209803 | 26 | LB | 6 | 6 |  | 12 Months | NO
5030-0023 | Pump,.5Hp/230V/1Ph/11Gpm/7-Stage/1.25"Disc/50'Cd/cCSAus |  |  | EA | 1258 |  | 53514209810 | 28 | LB | 6 | 6 |  | 12 Months | NO
5030-0024 | Pump,.5Hp/230V/1Ph/11Gpm/7-Stage/1.25"Disc/100'Cd/cCSAus |  |  | EA | 1448 |  | 53514209827 | 30 | LB | 11.5 | 11.5 |  | 12 Months | NO
5030-0025 | Pump,.75Hp/230V/1Ph/11Gpm/10-Stage/1.25"Disc/25'Cd/cCSAus |  |  | EA | 1353 |  | 53514209834 | 30 | LB | 6 | 6 |  | 12 Months | NO
5030-0026 | Pump,.75Hp/230V/1Ph/11Gpm/10-Stage/1.25"Disc/50'Cd/cCSAus |  |  | EA | 1423 |  | 53514209841 | 32 | LB | 6 | 6 |  | 12 Months | NO
5030-0027 | Pump,.75Hp/230V/1Ph/11Gpm/10-Stage/1.25"Disc/100'Cd/cCSAus |  |  | EA | 1613 |  | 53514209858 | 34 | LB | 11.5 | 11.5 |  | 12 Months | NO
5030-0028 | Pump,.1Hp/230V/1Ph/11Gpm/13-Stage/1.25"Disc/25'Cd/cCSAus |  |  | EA | 1518 |  | 53514209865 | 36 | LB | 6 | 6 |  | 12 Months | NO
5030-0029 | Pump,.1Hp/230V/1Ph/11Gpm/13-Stage/1.25"Disc/50'Cd |  |  | EA | 1588 |  | 53514209872 | 38 | LB | 6 | 6 |  | 12 Months | NO
5030-0030 | Pump,.1Hp/230V/1Ph/11Gpm/13-Stage/1.25"Disc/100'Cd/cCSAus |  |  | EA | 1778 |  | 53514209889 | 40 | LB | 23 | 12 |  | 12 Months | NO
5030-0031 | Pump,.5Hp/115V/1Ph/11Gpm/5-Stage/1.25"Disc/25'Cd/cCSAus |  |  | EA | 1163 |  | 53514211554 | 28 | LB | 6 | 6 |  | 12 Months | NO
5030-0032 | Pump,.5Hp/115V/1Ph/11Gpm/5-Stage/1.25"Disc/50'Cd/cCSAus |  |  | EA | 1233 |  | 53514211561 | 30 | LB | 6 | 6 |  | 12 Months | NO
5031-0005 | Pump,.5Hp/115V/1Ph/19Gpm/5-Stage/1.25"Disc/10'Cd/cCSAus |  |  | EA | 917 |  | 53514140250 | 26 | LB | 4.5 | 4.25 |  | 12 Months | NO
5031-0006 | Pump,.5Hp/230V/1Ph/19Gpm/5-Stage/1.25"Disc/10'Cd/cCSAus |  |  | EA | 917 |  | 53514140267 | 26 | LB | 4.5 | 4.25 |  | 12 Months | NO
5031-0007 | Pump,.75Hp/230V/1P/19Gpm/7-Stage/1.25"Disc/10'Cd/cCSAus |  |  | EA | 1073 |  | 53514140274 | 30 | LB | 4.5 | 4.25 |  | 12 Months | NO
5031-0008 | Pump,1Hp/230V/1Ph/19Gpm/9-Stage/1.25"Disc/10'Cd/cCSAus |  |  | EA | 1123 |  | 53514140281 | 36 | LB | 4.5 | 4.25 |  | 12 Months | NO
5031-0009 | Pump,.5Hp/115V/1Ph/19Gpm/5-Stage/1.25"Disc/25'Cd/cCSAus |  |  | EA | 1177 |  | 53514174040 | 29 | LB | 6 | 6 |  | 12 Months | NO
5031-0010 | Pump,.5Hp/115V/1P/19Gpm/5-Stage/1.25"Disc/100'Cd/cCSAus |  |  | EA | 1437 |  | 53514196653 | 29.3 | LB | 11 | 11.5 |  | 12 Months | NO
5031-0011 | Pump,.5Hp/230V/1P/19Gpm/5-Stage/1.25"Disc/100'Cd/cCSAus |  |  | EA | 1437 |  | 53514196660 | 30 | LB | 11 | 11.5 |  | 12 Months | NO
5031-0012 | Pump,.75Hp/230V/1P/19Gpm/7-Stage/1.25"Disc/25'Cd/cCSAus |  |  | EA | 1333 |  | 53514206376 | 32 | LB | 6 | 6 |  | 12 Months | NO
5031-0013 | Pump,.5Hp/115V/1P/19Gpm/5-Stage/1.25"Disc/50'Cd/cCSAus |  |  | EA | 1247 |  | 53514209896 | 28 | LB | 6 | 6 |  | 12 Months | NO
5031-0014 | Pump,.5Hp/230V/1P/19Gpm/5-Stage/1.25"Disc/25'Cd/cCSAus |  |  | EA | 1177 |  | 53514209902 | 26 | LB | 6 | 6 |  | 12 Months | NO
5031-0015 | Pump,.5Hp/230V/1P/19Gpm/5-Stage/1.25"Disc/50'Cd/cCSAus |  |  | EA | 1247 |  | 53514209919 | 28 | LB | 6 | 6 |  | 12 Months | NO
5031-0016 | Pump,.75Hp/230V/1P/19Gpm/7-Stage/1.25"Disc/50'Cd/cCSAus |  |  | EA | 1403 |  | 53514209926 | 32 | LB | 6 | 6 |  | 12 Months | NO
5031-0017 | Pump,.75Hp/230V/1P/19Gpm/7-Stage/1.25"Disc/100'Cd/cCSAus |  |  | EA | 1593 |  | 53514209933 | 32 | LB | 11.5 | 11.5 |  | 12 Months | NO
5031-0018 | Pump,.1Hp/230V/1P/19Gpm/9-Stage/1.25"Disc/25'Cd/cCSAus |  |  | EA | 1383 |  | 53514209940 | 36 | LB | 6 | 6.5 |  | 12 Months | NO
5031-0019 | Pump,.1Hp/230V/1P/19Gpm/9-Stage/1.25"Disc/50'Cd/cCSAus |  |  | EA | 1453 |  | 53514209957 | 38 | LB | 6.5 | 6 |  | 12 Months | NO
5031-0020 | Pump,.1Hp/230V/1P/19Gpm/9-Stage/1.25"Disc/100'Cd/cCSAus |  |  | EA | 1643 |  | 53514209964 | 40 | LB | 23 | 12 |  | 12 Months | NO
5032-0005 | Pump,.5Hp/115V/1Ph/27Gpm/4-Stage/1.25"Disc/10'Cd/cCSAus |  |  | EA | 907 |  | 53514138370 | 26 | LB | 4.5 | 4.25 |  | 12 Months | NO
5032-0006 | Pump,.5Hp/230V/1Ph/27Gpm/4-Stage/1.25"Disc/10'Cd/cCSAus |  |  | EA | 907 |  | 53514138578 | 26 | LB | 4.5 | 4.25 |  | 12 Months | NO
5032-0007 | Pump,.75Hp/230V/1P/27Gpm/6-Stage/1.25"Disc/10'Cd/cCSAus |  |  | EA | 1047 |  | 53514140144 | 30 | LB | 4.5 | 4.25 |  | 12 Months | NO
5032-0008 | Pump,1Hp/230V/1Ph/27Gpm/7-Stage/1.25"Disc/10'Cd/cCSAus |  |  | EA | 1154 |  | 53514140151 | 36 | LB | 4.5 | 4.25 |  | 12 Months | NO
5032-0009 | Pump,1.5Hp/230V/1P/27Gpm/10 Stage/1.25"Disc/10'Cd/cCSAus |  |  | EA | 1853 |  | 53514143183 | 44 | LB | 4.5 | 4.25 |  | 12 Months | NO
5032-0011 | Pump,1.5Hp/230V/1P/27Gpm/10 Stage/1.25"D/25'Cd/cCSAus |  |  | EA | 2113 |  | 53514166656 | 47 | LB | 6 | 6 |  | 12 Months | NO
5032-0012 | Pump,.5Hp/115V/1Ph/27Gpm/4 Stage/1.25"Disc/25'Cd/cCSAus |  |  | EA | 1167 |  | 53514174835 | 28 | LB | 6 | 6 |  | 12 Months | NO
5032-0013 | Pump,1Hp/230V/1Ph/27Gpm/7-Stage/1.25"Disc/25'Cd/cCSAus |  |  | EA | 1414 |  | 53514179113 | 36 | LB | 6 | 6 |  | 12 Months | NO
5032-0014 | Pump,.75Hp/230V/1P/27Gpm/6-Stage/1.25"Disc/25'Cd/cCSAus |  |  | EA | 1307 |  | 53514194741 | 32 | LB | 6 | 6 |  | 12 Months | NO
5032-0016 | Pump,.5Hp/115V/1Ph/27Gpm/4 Stage/1.25"Disc/50'Cd/cCSAus |  |  | EA | 1237 |  | 53514209971 | 28 | LB | 6 | 6 |  | 12 Months | NO
5032-0017 | Pump,.5Hp/115V/1Ph/27Gpm/4 Stage/1.25"Disc/100'Cd/cCSAus |  |  | EA | 1427 |  | 53514209988 | 30 | LB | 11.5 | 11.5 |  | 12 Months | NO
5032-0018 | Pump,.5Hp/230V/1P/27Gpm/4-Stage/1.25"D/25'Cd/cCSAus |  |  | EA | 1167 |  | 53514209995 | 26 | LB | 6 | 6 |  | 12 Months | NO
5032-0019 | Pump,.5Hp/230V/1P/27Gpm/4-Stage/1.25"D/50'Cd/cCSAus |  |  | EA | 1237 |  | 53514210007 | 28 | LB | 6 | 6 |  | 12 Months | NO
5032-0020 | Pump,.5Hp/230V/1P/27Gpm/4-Stage/1.25"D/100'Cd/cCSAus |  |  | EA | 1427 |  | 53514210014 | 30 | LB | 11.5 | 11.5 |  | 12 Months | NO
5032-0021 | Pump,.75Hp/230V/1P/27Gpm/6-Stage/1.25"Disc/50'Cd/cCSAus |  |  | EA | 1377 |  | 53514210021 | 32 | LB | 6 | 6 |  | 12 Months | NO
5032-0022 | Pump,.75Hp/230V/1P/27Gpm/6-Stage/1.25"Disc/100'Cd/cCSAus |  |  | EA | 1567 |  | 53514210038 | 34 | LB | 11.5 | 11.5 |  | 12 Months | NO
5032-0023 | Pump,1Hp/230V/1Ph/27Gpm/7-Stage/1.25"Disc/50'Cd/cCSAus |  |  | EA | 1484 |  | 53514210045 | 38 | LB | 6 | 6 |  | 12 Months | NO
5032-0024 | Pump,1Hp/230V/1Ph/27Gpm/7-Stage/1.25"Disc/100'Cd/cCSAus |  |  | EA | 1674 |  | 53514210052 | 40 | LB | 11.5 | 11.5 |  | 12 Months | NO
5032-0025 | Pump,1.5Hp/230V/1P/27Gpm/10 Stage/1.25"Disc/50'Cd/cCSAus |  |  | EA | 2183 |  | 53514210069 | 49 | LB | 6 | 6 |  | 12 Months | NO
5032-0026 | Pump,1.5Hp/230V/1P/27Gpm/10 Stage/1.25"Disc/100'Cd/cCSAus |  |  | EA | 2373 |  | 53514210076 | 51 | LB | 23 | 12 |  | 12 Months | NO
5033-0005 | Pump,.5Hp/115V/1Ph/35Gpm/2-Stage/2"Disc/10'Cd/cCSAus |  |  | EA | 1073 |  | 53514138585 | 26 | LB | 4.5 | 4.25 |  | 12 Months | NO
5033-0006 | Pump,.5Hp/230V/1Ph/35Gpm/2-Stage/2"Disc/10'Cd/cCSAus |  |  | EA | 1104 |  | 53514138349 | 26 | LB | 4.5 | 4.25 |  | 12 Months | NO
5033-0007 | Pump,.75Hp/230V/1P/35Gpm/3-Stage/2"Disc/10'Cd/cCSAus |  |  | EA | 1255 |  | 53514140168 | 30 | LB | 4.5 | 4.25 |  | 12 Months | NO
5033-0008 | Pump,1Hp/230V/1Ph/35Gpm/4-Stage/2"Disc/10'Cd/cCSAus |  |  | EA | 1349 |  | 53514140175 | 36 | LB | 4.5 | 4.25 |  | 12 Months | NO
5033-0009 | Pump,1.5Hp/230V/1Ph/35 Gpm/5 Stage/2"Disc/10'Cd/cCSAus |  |  | EA | 1865 |  | 53514143176 | 44 | LB | 4.5 | 4.25 |  | 12 Months | NO
5033-0010 | Pump,1Hp/230V/1Ph/35 Gpm/4-Stage/2"Disc/50'Cd/cCSAus |  |  | EA | 1679 |  | 53514151041 | 36 | LB | 6 | 6 |  | 12 Months | NO
5033-0011 | Pump,1.5Hp/230V/1Ph/35 Gpm/5 Stage/2"Disc/50'Cd/cCSAus |  |  | EA | 2195 |  | 53514158859 | 47 | LB | 6 | 6 |  | 12 Months | NO
5033-0014 | Pump,.5Hp/115V/1Ph/35Gpm/2-Stage/2"Disch/50'Cd/cCSAus |  |  | EA | 1403 |  | 53514164676 | 30 | LB | 6 | 6 |  | 12 Months | NO
5033-0015 | Pump,1Hp/230V/1Ph/35Gpm/4-Stage/2"Disc/25'Cd/cCSAus |  |  | EA | 1609 |  | 53514183684 | 39 | LB | 6 | 6 |  | 12 Months | NO
5033-0016 | Pump,.5Hp/115V/1Ph/35Gpm/2-Stage/2"Disc/25'Cd/cCSAus |  |  | EA | 1333 |  | 53514210106 | 26 | LB | 6 | 6 |  | 12 Months | NO
5033-0017 | Pump,.5Hp/115V/1Ph/35Gpm/2-Stage/2"Disc/100'Cd/cCSAus |  |  | EA | 1593 |  | 53514210113 | 30 | LB | 11.5 | 11.5 |  | 12 Months | NO
5033-0018 | Pump,.5Hp/230V/1Ph/35Gpm/2-Stage/2"Disc25'Cd/cCSAus |  |  | EA | 1364 |  | 53514210120 | 26 | LB | 6 | 6 |  | 12 Months | NO
5033-0019 | Pump,.5Hp/230V/1Ph/35Gpm/2-Stage/2"Disc/50'Cd/cCSAus |  |  | EA | 1434 |  | 53514210137 | 28 | LB | 6 | 6 |  | 12 Months | NO
5033-0020 | Pump,.5Hp/230V/1Ph/35Gpm/2-Stage/2"Disc/100'Cd/cCSAus |  |  | EA | 1624 |  | 53514210144 | 30 | LB | 11.5 | 11.5 |  | 12 Months | NO
5033-0021 | Pump,.75Hp/230V/1P/35Gpm/3-Stage/2"Disc/50'Cd/cCSAus |  |  | EA | 1585 |  | 53514210151 | 34 | LB | 6 | 6 |  | 12 Months | NO
5033-0022 | Pump,.75Hp/230V/1P/35Gpm/3-Stage/2"Disc/100'Cd/cCSAus |  |  | EA | 1775 |  | 53514210168 | 36 | LB | 11.5 | 11.5 |  | 12 Months | NO
5033-0023 | Pump,1Hp/230V/1Ph/35Gpm/4-Stage/2"Disc/100'Cd/cCSAus |  |  | EA | 1869 |  | 53514210175 | 40 | LB | 11.5 | 11.5 |  | 12 Months | NO
5033-0024 | Pump,1.5Hp/230V/1Ph/35Gpm/5-Stage/2"Disc100'Cd/cCSAus |  |  | EA | 2385 |  | 53514210182 | 51 | LB | 11.5 | 11.5 |  | 12 Months | NO
5034-0005 | Pump,.5Hp/115V/55 Gpm/1 Stage/2"Disc/10'Cd/cCSAus |  |  | EA | 1086 |  | 53514147884 | 26 | LB | 4.5 | 4.25 |  | 12 Months | NO
5034-0006 | Pump,.5Hp/230V/55 Gpm/1 Stage/2"Disc/10'Cd/cCSAus |  |  | EA | 1086 |  | 53514147891 | 26 | LB | 4.5 | 4.25 |  | 12 Months | NO
5034-0007 | Pump,.75Hp/230V/55 Gpm/2 Stage/2"Disc/10'Cd/cCSAus |  |  | EA | 1250 |  | 53514147907 | 30 | LB | 4.5 | 4.25 |  | 12 Months | NO
5034-0008 | Pump,1Hp/230V/55 Gpm/3 Stage/2"Disc/10'Cord/cCSAus |  |  | EA | 1337 |  | 53514147914 | 36 | LB | 4.5 | 4.25 |  | 12 Months | NO
5034-0009 | Pump,1.5Hp/230V/55 Gpm/4 Stage/2"Disc/10'Cd/cCSAus |  |  | EA | 1874 |  | 53514147921 | 44 | LB | 4.5 | 4.25 |  | 12 Months | NO
5034-0010 | Pump,2.0Hp/230V/1P/55Gpm/5 Stage/2"Disc/25'Cd/cCSAus |  |  | EA | 2454 |  | 53514143886 | 54 | LB | 23 | 12 |  | 12 Months | NO
5034-0011 | Pump,3Hp/230V/55 Gpm/7 Stage/2"Disc/25'Cd/cCSAus |  |  | EA | 3787 |  | 53514147877 | 67 | LB | 23 | 12 |  | 12 Months | NO
5034-0012 | Pump,.75Hp/230V/1Ph/55Gpm/2-Stage/2"Disc/50'Cd/cCSAus |  |  | EA | 1580 |  | 53514151065 | 33 | LB | 6 | 6 |  | 12 Months | NO
5034-0013 | Pump,.75Hp/230V/55Gpm/2 Stage/2"Disc/25'Cd/cCSAus |  |  | EA | 1510 |  | 53514176051 | 31 | LB | 6 | 6 |  | 12 Months | NO
5034-0014 | Pump,1.5Hp/230V/55Gpm/4 Stage/2"Disc/25'Cd/cCSAus |  |  | EA | 2134 |  | 53514176778 | 44 | LB | 6 | 6 |  | 12 Months | NO
5034-0015 | Pump,.5/230V/55 Gpm/1-Stage/2"Disc/50'Cd/cCSAus |  |  | EA | 1416 |  | 53514193584 | 29 | LB | 6 | 6 |  | 12 Months | NO
5034-0016 | Pump,1Hp/230V/55 Gpm/3-Stage/2"Disc/50'Cd/cCSAus |  |  | EA | 1667 |  | 53514193607 | 39 | LB | 6 | 6 |  | 12 Months | NO
5034-0018 | Pump,2.0Hp/230V/1P/55Gpm/5 Stage/2"Disc/50'Cd/cCSAus |  |  | EA | 2784 |  | 53514203252 | 56 | LB | 23 | 12 |  | 12 Months | NO
5034-0019 | Pump,3Hp/230V/55Gpm/7 Stage/2"Disc/100'Cd/cCSAus |  |  | EA | 4307 |  | 53514205249 | 75 | LB | 23 | 12 |  | 12 Months | NO
5034-0020 | Pump,1.5Hp/230V/55 Gpm/4 Stage/2"Disc/50'Cd/cCSAus |  |  | EA | 2204 |  | 53514208653 | 48 | LB | 6 | 6 |  | 12 Months | NO
5034-0021 | Pump,.5Hp/115V/55 Gpm/1 Stage/2"Disc/25'Cd/cCSAus |  |  | EA | 1346 |  | 53514210199 | 28 | LB | 6 | 6 |  | 12 Months | NO
5034-0022 | Pump,.5Hp/115V/55 Gpm/1 Stage/2"Disc/50'Cd/cCSAus |  |  | EA | 1416 |  | 53514210205 | 30 | LB | 6 | 6 |  | 12 Months | NO
5034-0023 | Pump,.5Hp/115V/55 Gpm/1 Stage/2"Disc/100'Cd/cCSAus |  |  | EA | 1606 |  | 53514210212 | 32 | LB | 11.5 | 11.5 |  | 12 Months | NO
5034-0024 | Pump,.5Hp/230V/55 Gpm/1 Stage/2"Disc/25'Cd/cCSAus |  |  | EA | 1346 |  | 53514210229 | 28 | LB | 6 | 6 |  | 12 Months | NO
5034-0025 | Pump,.5Hp/230V/55 Gpm/1 Stage/2"Disc/100'Cd/cCSAus |  |  | EA | 1606 |  | 53514210243 | 32 | LB | 11.5 | 11.5 |  | 12 Months | NO
5034-0026 | Pump,.75Hp/230V/55 Gpm/2 Stage/2"Disc/100'Cd/cCSAus |  |  | EA | 1770 |  | 53514210250 | 36 | LB | 11.5 | 11.5 |  | 12 Months | NO
5034-0027 | Pump,1Hp/230V/55 Gpm/3 Stage/2"Disc/25'Cd/cCSAus |  |  | EA | 1597 |  | 53514209742 | 36 | LB | 6 | 6 |  | 12 Months | NO
5034-0028 | Pump,1Hp/230V/55 Gpm/3 Stage/2"Disc/100'Cd/cCSAus |  |  | EA | 1857 |  | 53514210267 | 40 | LB | 11.5 | 11.5 |  | 12 Months | NO
5034-0029 | Pump,1.5Hp/230V/55 Gpm/4 Stage/2"Disc/100'Cd/cCSAus |  |  | EA | 2394 |  | 53514210298 | 50 | LB | 11.5 | 11.5 |  | 12 Months | NO
5034-0030 | Pump,2Hp/230V/55 Gpm/5 Stage/2"Disc/100'Cd/cCSAus |  |  | EA | 2974 |  | 53514210304 | 58 | LB | 23 | 12 |  | 12 Months | NO
5034-0031 | Pump,3Hp/230V/55 Gpm/7 Stage/2"Disc/50'Cd/cCSAus |  |  | EA | 4117 |  | 53514210311 | 69 | LB | 23 | 12 |  | 12 Months | NO
5035-0005 | Pump,.75Hp/230V/85 Gpm/1 Stage/2"Disc/10'Cd/cCSAus |  |  | EA | 1228 |  | 53514147938 | 30 | LB | 4.5 | 4.25 |  | 12 Months | NO
5035-0006 | Pump,1Hp/230V/85 Gpm/2 Stage/2"Disc/10'Cd/cCSAus |  |  | EA | 1320 |  | 53514147945 | 36 | LB | 4.5 | 4.25 |  | 12 Months | NO
5035-0007 | Pump,1.5Hp/230V/85 Gpm/3 Stage/2"Disc/10'Cd/cCSAus |  |  | EA | 1849 |  | 53514147952 | 44 | LB | 4.5 | 4.25 |  | 12 Months | NO
5035-0008 | Pump,2Hp/230V/85 Gpm/4 Stage/2"Disc/25'Cd/cCSAus |  |  | EA | 2451 |  | 53514147969 | 56 | LB | 23 | 12 |  | 12 Months | NO
5035-0009 | Pump,3Hp/230V/85 Gpm/6 Stage/2"Disc/25'Cd/cCSAus |  |  | EA | 3784 |  | 53514147976 | 67 | LB | 23 | 12 |  | 12 Months | NO
5035-0010 | Pump,3.0Hp/230V/1P/85Gpm/6 Stage/2"Disc/50'Cd/cCSAus |  |  | EA | 4114 |  | 53514145446 | 77 | LB | 23 | 12 |  | 12 Months | NO
5035-0011 | Pump,.75Hp/230V/85 Gpm/1 Stage/2"Disc/50'Cd/cCSAus |  |  | EA | 1558 |  | 53514210328 | 34 | LB | 6 | 6 |  | 12 Months | NO
5035-0012 | Pump,.75Hp/230V/85 Gpm/1 Stage/2"Disc/100'Cd/cCSAus |  |  | EA | 1748 |  | 53514210335 | 36 | LB | 11.5 | 11.5 |  | 12 Months | NO
5035-0013 | Pump,1Hp/230V/85 Gpm/2 Stage/2"Disc/25'Cd/cCSAus |  |  | EA | 1580 |  | 53514210342 | 36 | LB | 6 | 6 |  | 12 Months | NO
5035-0014 | Pump,1Hp/230V/85 Gpm/2 Stage/2"Disc/50'Cd/cCSAus |  |  | EA | 1650 |  | 53514210359 | 38 | LB | 6 | 6 |  | 12 Months | NO
5035-0015 | Pump,1Hp/230V/85 Gpm/2 Stage/2"Disc/100'Cd/cCSAus |  |  | EA | 1840 |  | 53514210366 | 40 | LB | 11.5 | 11.5 |  | 12 Months | NO
5035-0016 | Pump,1.5Hp/230V/85 Gpm/3 Stage/2"Disc/25'Cd/cCSAus |  |  | EA | 2109 |  | 53514210373 | 46 | LB | 6 | 6 |  | 12 Months | NO
5035-0017 | Pump,1.5Hp/230V/85 Gpm/3 Stage/2"Disc/50'Cd/cCSAus |  |  | EA | 2179 |  | 53514210380 | 48 | LB | 6 | 6 |  | 12 Months | NO
5035-0018 | Pump,1.5Hp/230V/85 Gpm/3 Stage/2"Disc/100'Cd/cCSAus |  |  | EA | 2369 |  | 53514210397 | 50 | LB | 11.5 | 11.5 |  | 12 Months | NO
5035-0019 | Pump,2Hp/230V/85 Gpm/4 Stage/2"Disc/50'Cd/cCSAus |  |  | EA | 2781 |  | 53514210403 | 56 | LB | 23 | 12 |  | 12 Months | NO
5035-0020 | Pump,2Hp/230V/85 Gpm/4 Stage/2"Disc/100'Cd/cCSAus |  |  | EA | 2971 |  | 53514210410 | 58 | LB | 23 | 12 |  | 12 Months | NO
5035-0021 | Pump,3Hp/230V/85 Gpm/6 Stage/2"Disc/100'Cd/cCSAus |  |  | EA | 4304 |  | 53514210427 | 71 | LB | 23 | 12 |  | 12 Months | NO
5035-0022 | Pump,.75Hp/230V/85 Gpm/1 Stage/2"Disc/25'Cd/cCSAus |  |  | EA | 1488 |  | 53514210434 | 32 | LB | 6 | 6 |  | 12 Months | NO
5040-0001 | Vault,Cent Step |  |  | EA | 818 |  | 53514166724 | 20 | LB | 65 | 16 |  | Limited lifetime | NO
5040-0002 | Step,Cent/BN51/Auto |  |  | EA | 1415 |  | 53514166731 | 53 | LB | 46 | 16 |  | 12 Months pump only | NO
5040-0003 | Step,Cent/BN51/Auto/Alarm |  |  | EA | 1784 |  | 53514166748 | 58 | LB | 46 | 16 |  | 12 Months pump only | NO
5040-0004 | Step,Cent/BN51/Auto/Check Valve |  |  | EA | 1443 |  | 53514166755 | 53 | LB | 46 | 16 |  | 12 Months pump only | NO
5040-0005 | Step,Cent/BN51/Auto/Alarm/Check Valve |  |  | EA | 1819 |  | 53514166762 | 58 | LB | 46 | 16 |  | 12 Months pump only | NO
5040-0006 | Step,Cent/BN142/Auto |  |  | EA | 1991 |  | 53514166779 | 80 | LB | 46 | 16 |  | 12 Months pump only | NO
5040-0007 | Step,Cent/BN142/Auto/Alarm |  |  | EA | 2307 |  | 53514166793 | 85 | LB | 46 | 16 |  | 12 Months pump only | NO
5040-0008 | Step,Cent/BN142/Auto/Check Valve |  |  | EA | 2046 |  | 53514166816 | 80 | LB | 46 | 16 |  | 12 Months pump only | NO
5040-0009 | Step,Cent/BN142/Auto/Alarm/Check Valve |  |  | EA | 2368 |  | 53514166823 | 85 | LB | 46 | 16 |  | 12 Months pump only | NO
5040-0010 | Step,Cent/N51/Non-Auto |  |  | EA | 1379 |  | 53514166830 | 52 | LB | 46 | 16 |  | 12 Months pump only | NO
5040-0011 | Step,Cent/N51/Non-Auto W-Time Dosing |  |  | EA | 2934 |  | 53514166861 | 72 | LB | 46 | 16 |  | 12 Months pump only | NO
5040-0012 | Step,Cent/N51/Non-Auto/Check Valve |  |  | EA | 1408 |  | 53514166878 | 52 | LB | 46 | 16 |  | 12 Months pump only | NO
5040-0013 | Step,Cent/N51/Non-Auto/Time Dosing/CheckValve |  |  | EA | 3018 |  | 53514166939 | 72 | LB | 46 | 16 |  | 12 Months pump only | NO
5040-0014 | Step,Cent/N142/Non-Auto |  |  | EA | 1903 |  | 53514166953 | 79 | LB | 46 | 16 |  | 12 Months pump only | NO
5040-0015 | Step,Cent/N142/Non-Auto/Time Dosing |  |  | EA | 3553 |  | 53514166960 | 99 | LB | 46 | 16 |  | 12 Months pump only | NO
5040-0016 | Step,Cent/N142/Non-Auto/Check Valve |  |  | EA | 1946 |  | 53514166786 | 79 | LB | 46 | 16 |  | 12 Months pump only | NO
5040-0017 | Step,Cent/N142/Non-Auto/Time Dosing/Check Valve |  |  | EA | 3545 |  | 53514166809 | 99 | LB | 46 | 16 |  | 12 Months pump only | NO
5040-0018 | Step,Cent/BN51/Auto/Qwik Box |  |  | EA | 1932 |  | 53514166847 | 55 | LB | 46 | 16 |  | 12 Months pump only | NO
5040-0019 | Step,Cent/BN51/Auto/Qwik Box/Alarm |  |  | EA | 2264 |  | 53514166854 | 59 | LB | 46 | 16 |  | 12 Months pump only | NO
5040-0020 | Step,Cent/BN51/Auto/Qwik Box/Check Valve |  |  | EA | 1963 |  | 53514166885 | 55 | LB | 46 | 16 |  | 12 Months pump only | NO
5040-0021 | Step,Cent/BN51/Auto/Qwik Box/Alarm/CheckValve |  |  | EA | 2287 |  | 53514166892 | 59 | LB | 46 | 16 |  | 12 Months pump only | NO
5040-0022 | Step,Cent/BN142/Auto/Qwik-Box |  |  | EA | 2457 |  | 53514166908 | 82 | LB | 46 | 16 |  | 12 Months pump only | NO
5040-0023 | Step,Cent/BN142/Auto/Qwik-Box/Alarm |  |  | EA | 2826 |  | 53514166915 | 86 | LB | 46 | 16 |  | 12 Months pump only | NO
5040-0024 | Step,Cent/BN142/Auto/Qwik Box/CheckValve |  |  | EA | 2517 |  | 53514166922 | 82 | LB | 46 | 16 |  | 12 Months pump only | NO
5040-0025 | Step,Cent/BN142/Auto/Qwik Box/Alarm/Check Valve |  |  | EA | 2842 |  | 53514166946 | 86 | LB | 46 | 16 |  | 12 Months pump only | NO
5040-0026 | Vault,Cent Step/50" |  |  | EA | 1314 |  | 53514181604 | 30 | LB | 67 | 16 |  | Limited lifetime | NO
5040-0027 | Vault,Cent Step/63" |  |  | EA | 1435 |  | 53514181611 | 30 | LB | 67 | 16 |  | Limited lifetime | NO
5040-0029 | Step,Cent/BN53/Auto |  |  | EA | 1296 |  | 53514316587 | 45 | LB | 46 | 16 |  | 12 Months pump only | NO
5040-0030 | Step,Cent/BN98/Auto |  |  | EA | 1355 |  | 53514316594 | 57 | LB | 46 | 16 |  | 12 Months pump only | NO
5040-0031 | Step,Cent/BN145/Auto |  |  | EA | 1738 |  | 53514316617 | 75 | LB | 46 | 16 |  | 12 Months pump only | NO
5040-0032 | Step,Cent/BN151/Auto |  |  | EA | 1452 |  | 53514316624 | 53 | LB | 46 | 16 |  | 12 Months pump only | NO
5040-0033 | Step,Cent/BN152/Auto |  |  | EA | 1448 |  | 53514316631 | 59 | LB | 46 | 16 |  | 12 Months pump only | NO
5040-0034 | Step,Cent/BN153/Auto |  |  | EA | 1529 |  | 53514316648 | 57 | LB | 46 | 16 |  | 12 Months pump only | NO
5040-0035 | Step,Cent/N53/Non-Auto |  |  | EA | 1183 |  | 53514316655 | 49 | LB | 46 | 16 |  | 12 Months pump only | NO
5040-0036 | Step,Cent/N98/Non-Auto |  |  | EA | 1263 |  | 53514316662 | 57 | LB | 46 | 16 |  | 12 Months pump only | NO
5040-0037 | Step,Cent/N145/Non-Auto |  |  | EA | 1651 |  | 53514316679 | 57 | LB | 46 | 16 |  | 12 Months pump only | NO
5040-0038 | Step,Cent/N151/Non-Auto |  |  | EA | 1334 |  | 53514316693 | 53 | LB | 46 | 16 |  | 12 Months pump only | NO
5040-0039 | Step,Cent/N152/Non-Auto |  |  | EA | 1380 |  | 53514316709 | 59 | LB | 46 | 16 |  | 12 Months pump only | NO
5040-0040 | Step,Cent/N153/Non-Auto |  |  | EA | 1478 |  | 53514316716 | 57 | LB | 46 | 16 |  | 12 Months pump only | NO
5040-0041 | Stand, Centrifugal STEP System |  |  | EA | 277 |  | 53514324292 | 9 | LB | 5.5 | 10.5 |  | 12 Months | NO
5040-0043 | Step,Cent/BN51/Auto/Stand |  |  | EA | 1475 |  | 53514324384 | 60 | LB | 46 | 16 |  | 12 Months pump only | NO
5040-0044 | Step,Cent/BN142/Auto/Stand |  |  | EA | 1949 |  | 53514324391 | 87.6 | LB | 46 | 16 |  | 12 Months pump only | NO
5040-0045 | Step,Cent/N51/Non-Auto/Stand |  |  | EA | 1430 |  | 53514324407 | 60.6 | LB | 46 | 16 |  | 12 Months pump only | NO
5040-0046 | Step,Cent/N142/Non-Auto/Stand |  |  | EA | 1887 |  | 53514324414 | 87.6 | LB | 46 | 16 |  | 12 Months pump only | NO
5040-0047 | Step,Cent/BN53/Auto/Stand |  |  | EA | 1450 |  | 53514324421 | 52 | LB | 46 | 16 |  | 12 Months pump only | NO
5040-0048 | Step,Cent/BN98/Auto/Stand |  |  | EA | 1511 |  | 53514324438 | 64.6 | LB | 46 | 16 |  | 12 Months pump only | NO
5040-0049 | Step,Cent/BN145/Auto/Stand |  |  | EA | 1921 |  | 53514324445 | 82.6 | LB | 46 | 16 |  | 12 Months pump only | NO
5040-0050 | Step,Cent/BN151/Auto/Stand |  |  | EA | 1603 |  | 53514324452 | 60.6 | LB | 46 | 16 |  | 12 Months pump only | NO
5040-0051 | Step,Cent/BN152/Auto/Stand |  |  | EA | 1645 |  | 53514324469 | 66.6 | LB | 46 | 16 |  | 12 Months pump only | NO
5040-0052 | Step,Cent/BN153/Auto/Stand |  |  | EA | 1682 |  | 53514324476 | 64.6 | LB | 46 | 16 |  | 12 Months pump only | NO
5040-0053 | Step,Cent/N53/Non-Auto/Stand |  |  | EA | 1358 |  | 53514324483 | 56.6 | LB | 46 | 16 |  | 12 Months pump only | NO
5040-0054 | Step,Cent/N98/Non-Auto/Stand |  |  | EA | 1463 |  | 53514324490 | 64.6 | LB | 46 | 16 |  | 12 Months pump only | NO
5040-0055 | Step,Cent/N145/Non-Auto/Stand |  |  | EA | 1847 |  | 53514324506 | 64.6 | LB | 46 | 16 |  | 12 Months pump only | NO
5040-0056 | Step,Cent/N151/Non-Auto/Stand |  |  | EA | 1533 |  | 53514324513 | 60.6 | LB | 46 | 16 |  | 12 Months pump only | NO
5040-0057 | Step,Cent/N152/Non-Auto/Stand |  |  | EA | 1577 |  | 53514324520 | 66.6 | LB | 46 | 16 |  | 12 Months pump only | NO
5040-0058 | Step,Cent/N153/Non-Auto/Stand |  |  | EA | 1635 |  | 53514324537 | 64.6 | LB | 46 | 16 |  | 12 Months pump only | NO
5041-0001 | Vault,Turb Step/60"/22.5" Inlet |  |  | EA | 1030 |  | 53514161019 | 27 | LB | 62.5 | 18 |  | Limited lifetime | NO
5041-0002 | Vault,Turb Step/60"/Field Cut Inlet |  |  | EA | 1026 |  | 53514161033 | 27 | LB | 62.5 | 18 |  | Limited lifetime | NO
5041-0003 | Step,Turb/.5Hp-5 Stage/115V/11Gpm/Flt Sw/1.25"D |  |  | EA | 2401 |  | 53514161125 | 62 | LB | 62.5 | 18 |  | 12 Months | NO
5041-0004 | Step,Turb/.5Hp-7 Stage/115V/11Gpm/Flt Sw/1.25"D |  |  | EA | 2471 |  | 53514161200 | 62 | LB | 62.5 | 18 |  | 12 Months | NO
5041-0005 | Step,Turb/.5Hp-5 Stage/115V/19Gpm/Flt Sw/1.25"D |  |  | EA | 2447 |  | 53514161217 | 62 | LB | 62.5 | 18 |  | 12 Months | NO
5041-0006 | Step,Turb/.5Hp-4 Stage/115V/27Gpm/Flt Sw/1.25"D |  |  | EA | 2439 |  | 53514161224 | 62 | LB | 62.5 | 18 |  | 12 Months | NO
5041-0007 | Step,Turb/.5Hp-5Stg/115/11Gpm/Flt Sw/Alm/1.25"D |  |  | EA | 2767 |  | 53514161231 | 67 | LB | 62.5 | 18 |  | 12 Months pump only | NO
5041-0008 | Step,Turb/.5Hp-7Stg/115/11Gpm/Flt Sw/Alm/1.25"D |  |  | EA | 2789 |  | 53514161248 | 67 | LB | 62.5 | 18 |  | 12 Months pump only | NO
5041-0009 | Step,Turb/.5Hp-5Stg/115/19Gpm/Flt Sw/Alm/1.25"D |  |  | EA | 2767 |  | 53514161255 | 67 | LB | 62.5 | 18 |  | 12 Months pump only | NO
5041-0010 | Step,Turb/.5Hp-4Stg/115/27Gpm/Flt Sw/Alm/1.25"D |  |  | EA | 2757 |  | 53514161262 | 67 | LB | 62.5 | 18 |  | 12 Months pump only | NO
5041-0011 | Step,Turb/.5Hp-5Stg/115/11Gpm/Sim Ctrl/1.25"D |  |  | EA | 3726 |  | 53514161279 | 73 | LB | 62.5 | 18 |  | 12 Months pump only | NO
5041-0012 | Step,Turb/.5Hp-7Stg/115/11Gpm/Sim Ctrl/1.25"D |  |  | EA | 3751 |  | 53514161286 | 73 | LB | 62.5 | 18 |  | 12 Months pump only | NO
5041-0013 | Step,Turb/.5Hp-5Stg/115/19Gpm/Sim Ctrl/1.25"D |  |  | EA | 3722 |  | 53514161293 | 73 | LB | 62.5 | 18 |  | 12 Months pump only | NO
5041-0014 | Step,Turb/.5Hp-4Stg/115/27Gpm/Sim Ctrl/1.25"D |  |  | EA | 3711 |  | 53514161309 | 73 | LB | 62.5 | 18 |  | 12 Months pump only | NO
5041-0015 | Step,Turb/.5Hp-5Stg/115/11Gpm/Time Dos/1.25"D |  |  | EA | 3761 |  | 53514161316 | 82 | LB | 62.5 | 18 |  | 12 Months pump only | NO
5041-0016 | Step,Turb/.5Hp-7Stg/115/11Gpm/Time Dos/1.25"D |  |  | EA | 3787 |  | 53514161330 | 82 | LB | 62.5 | 18 |  | 12 Months pump only | NO
5041-0017 | Step,Turb/.5Hp-5Stg/115/19Gpm/Time Dos/1.25"D |  |  | EA | 3754 |  | 53514161347 | 82 | LB | 62.5 | 18 |  | 12 Months pump only | NO
5041-0018 | Step,Turb/.5Hp-4Stg/115/27Gpm/Time Dos/1.25"D |  |  | EA | 3743 |  | 53514161354 | 82 | LB | 62.5 | 18 |  | 12 Months pump only | NO
5041-0020 | Step,Turb/.5Hp-5Stg/11Gpm/Sim/Ck/50'Cd/1"D/Ruth County/No Floats |  |  | EA | 3890 |  | 53514161378 | 86 | LB | 62.5 | 18 |  | 12 Months pump only | NO
5041-0025 | Vault,Turb Step/66"/Field Cut Inlet |  |  | EA | 1545 |  | 53514164324 | 30 | LB | 67 | 16 |  | Limited lifetime | NO
5041-0026 | Vault,Turb Step/72"/Field Cut Inlet |  |  | EA | 1547 |  | 53514164348 | 33 | LB | 73 | 16 |  | Limited lifetime | NO
5041-0027 | Vault,Turb Step/78"/Field Cut Inlet |  |  | EA | 1564 |  | 53514164355 | 36 | LB | 79 | 16 |  | Limited lifetime | NO
5041-0028 | Vault,Turb Step/84"/Field Cut Inlet |  |  | EA | 1633 |  | 53514164270 | 39 | LB | 85 | 16 |  | Limited lifetime | NO
5041-0029 | Vault,Turb Step/90"/Field Cut Inlet |  |  | EA | 1635 |  | 53514164362 | 42 | LB | 91 | 16 |  | Limited lifetime | NO
5041-0030 | Vault,Turb Step/96"/Field Cut Inlet |  |  | EA | 1674 |  | 53514164331 | 45 | LB | 97 | 16 |  | Limited lifetime | NO
5041-0033 | Vault,Turb Step/66"/18" Inlet |  |  | EA | 1545 |  | 53514167073 | 30 | LB | 67 | 16 |  | Limited lifetime | NO
5041-0034 | Vault,Turb Step/51"/Field Cut Inlet |  |  | EA | 1015 |  | 53514170042 | 24 | LB | 52 | 16 |  | Limited lifetime | NO
5041-0048 | Vault,Turb Step/51"/18" Inlet |  |  | EA | 1029 |  | 53514197155 | 20 | LB | 52 | 16 |  | Limited lifetime | NO
5041-0049 | Vault,Turb Step/120"/Field Cut Inlet |  |  | EA | 2298 |  | 53514197834 | 69 | LB | 121 | 16 |  | Limited lifetime | NO
5041-0055 | Vault,Turb Step/108"/22.5" Inlet |  |  | EA | 2137 |  | 53514250270 | 67 | LB | 109 | 16 |  | Limited lifetime | NO
5041-0056 | Vault,Turb Step/108"/Field Cut Inlet |  |  | EA | 2148 |  | 53514250294 | 67 | LB | 109 | 16 |  | Limited lifetime | NO
5041-0074 | Step,Turb/.5Hp-7Stg/115V/11GPM/1" Disch/Float Tree/ARV |  |  | EA | 4071 |  | 53514406097 | 27 | LB | 62.5 | 18 |  | 12 Months | NO
5043-0001 | Asm,Air Relief/1" |  |  | EA | 605 |  | 53514151027 | 1 | LB | 10 | 5 |  | 12 Months | NO
5043-0002 | Asm,Air Relief/2" |  |  | EA | 772 |  | 53514151034 | 10 | LB | 10 | 5 |  | 12 Months | NO
5050-0001 | Valve,Recirculating Float/Deluxe Splitter |  |  | EA | 772 |  | 53514186319 | 12 | LB |  |  |  | 12 Months | NO
5050-0002 | Valve,Recirculating Float |  |  | EA | 532 |  | 53514186326 | 9 | LB |  |  |  | 12 Months | NO
5050-0003 | Valve,Adjustable Splitter |  |  | EA | 238 |  | 53514186333 | 3 | LB |  |  |  | 12 Months | NO
5050-0004 | Backflow Preventer,3"Pvc |  |  | EA | 136 |  | 53514190903 | 2 | LB |  |  |  | 12 Months | NO
5050-0005 | Backflow Preventer,4"Pvc |  |  | EA | 237 |  | 53514190910 | 4 | LB |  |  |  | 12 Months | NO
5050-0006 | Backflow Preventer,6"Pvc |  |  | EA | 530 |  | 53514190927 | 7 | LB |  |  |  | 12 Months | NO
5051-0030 | Manifold,Pressure 2-Outlet/.156"Id Washer/W-Unions |  |  | EA | 200 |  | 53514248918 | 3.5 | LB | 24 | 7 |  | 12 Months | NO
5051-0031 | Manifold,Pressure 3-Outlet/.156"Id Washer/W-Unions |  |  | EA | 271 |  | 53514248932 | 3.75 | LB | 24 | 7 |  | 12 Months | NO
5051-0032 | Manifold,Pressure 4-Outlet/.156"Id Washer/W-Unions |  |  | EA | 328 |  | 53514248956 | 4 | LB | 24 | 7 |  | 12 Months | NO
5051-0033 | Manifold,Pressure 5-Outlet/.156"Id Washer/W-Unions |  |  | EA | 389 |  | 53514248970 | 5.25 | LB | 24 | 7 |  | 12 Months | NO
5051-0034 | Manifold,Pressure 6-Outlet/.156"Id Washer/W-Unions |  |  | EA | 435 |  | 53514248994 | 5.5 | LB | 24 | 7 |  | 12 Months | NO
5051-0035 | Manifold.Pressure 7-Outlet/.156"Id Washer/W-Unions |  |  | EA | 487 |  | 53514249014 | 5.75 | LB | 24 | 7 |  | 12 Months | NO
5051-0036 | Manifold,Pressure 8-Outlet/.156"Id Washer/W-Unions |  |  | EA | 547 |  | 53514249038 | 7 | LB | 24 | 7 |  | 12 Months | NO
5051-0037 | Manifold,Pressure 9-Outlet/.156"Id Washer/W-Unions |  |  | EA | 632 |  | 53514249052 | 7.25 | LB | 24 | 7 |  | 12 Months | NO
5051-0038 | Manifold,Pressure 10-Outlet/.156"Id Washer/W-Unions |  |  | EA | 679 |  | 53514249076 | 7.5 | LB | 24 | 7 |  | 12 Months | NO
5053-0001 | Valve Asm,2 Outlet/Auto-Matic Multizoned/1.5" |  |  | EA | 620 |  | 53514157036 | 10 | LB | 30 | 20 |  | 12 Months | NO
5053-0002 | Valve Asm,3 Outlet/Auto-Matic Multizoned/1.5" |  |  | EA | 692 |  | 53514157081 | 11 | LB | 30 | 20 |  | 12 Months | NO
5053-0003 | Valve Asm,4 Outlet/Auto-Matic Multizoned/1.5" |  |  | EA | 762 |  | 53514157166 | 12 | LB | 30 | 20 |  | 12 Months | NO
5053-0004 | Valve Asm,5 Outlet/Auto-Matic Multizoned/1.5" |  |  | EA | 865 |  | 53514157241 | 13 | LB | 30 | 20 |  | 12 Months | NO
5053-0005 | Valve Asm,6 Outlet/Auto-Matic Multizoned/1.5" |  |  | EA | 946 |  | 53514157296 | 14 | LB | 30 | 20 |  | 12 Months | NO
5054-0004 | E5054 230V/1P/60Hz/1Hp/30'Cd/ HH/cCSAus |  |  | EA | 1679 |  | 53514396886 | 68 | LB | 22.5 | 9.5 |  | 12 Months | NO
5055-0001 | Shield,Orifice/Master Box/100pc/ 3"For.75" Pipe |  |  | EA | 385 |  | 53514131418 | 12 | LB | 18 | 12 |  | 12 Months | NO
5055-0002 | Shield,Orifice/Master Box/100pc/ 3"For 1" Pipe |  |  | EA | 398 |  | 53514131425 | 12 | LB | 18 | 12 |  | 12 Months | NO
5055-0003 | Shield,Orifice/Master Box/60pc/4" For 1.25" Pipe |  |  | EA | 369 |  | 53514131432 | 14 | LB | 20.5 | 14.25 |  | 12 Months | NO
5055-0004 | Shield,Orifice/Master Box/60pc/4"For 1.5" Pipe |  |  | EA | 336 |  | 53514131449 | 14 | LB | 20.5 | 14.25 |  | 12 Months | NO
5055-0005 | Shield,Orifice 3"For.75"Pipe/Sl/100Pc Master Pak |  |  | EA | 551 |  | 53514131456 | 12 | LB | 18 | 12 |  | 12 Months | NO
5055-0006 | Shield,Orifice/Master Box/100pc/SL/3"For1" Pipe |  |  | EA | 493 |  | 53514131463 | 12 | LB | 18 | 12 |  | 12 Months | NO
5055-0007 | Shield,Orifice/Master Box/60pc/SL/4"For1.25" Pipe |  |  | EA | 418 |  | 53514131470 | 14 | LB | 20.5 | 14.25 |  | 12 Months | NO
5055-0008 | Shield,Orifice/Master Box/60pc/SL/4"For1.5" Pipe |  |  | EA | 436 |  | 53514131487 | 14 | LB | 20.5 | 14.25 |  | 12 Months | NO
5055-0022 | Shield,Orifice/Master Box/50pc/4"For 2"Pipe |  |  | EA | 418 |  | 53514179342 | 14 | LB | 10 | 10 |  | 12 Months | NO
5055-0023 | Shield,Orifice/Master Box/50pc/SL/4"For2" Pipe |  |  | EA | 428 |  | 53514184247 | 14 | LB | 10 | 10 |  | 12 Months | NO
5056-0001 | Drip Line,.5" X 500'Roll/24"Emitters/Geoflow |  |  | EA | 477 |  | 53514142438 | 19.5 | LB | 24 | 6 |  | 12 Months | NO
5056-0002 | Fitting,Adapter/Drip/25 Ct/.5"Tubing X.75" Spigot |  |  | EA | 68 |  | 53514142476 | 1.5 | LB | 10 | 6 |  | 12 Months | NO
5056-0003 | Fitting,Coupling/Drip Line/25 Ct/.5"Tubig |  |  | EA | 62 |  | 53514142445 | 1.5 | LB | 10 | 6 |  | 12 Months | NO
5056-0004 | Fitting,90D Elbow/Drip Line/25 Ct/.5" Tubing |  |  | EA | 119 |  | 53514142452 | 1.5 | LB | 10 | 6 |  | 12 Months | NO
5056-0005 | Valve,Air Relief/1" Pvc |  |  | EA | 50 |  | 53514142469 | 1 | LB | 10 | 6 |  | 12 Months | NO
5056-0006 | Box,Valve 6" Round/Economy |  |  | EA | 46 |  | 53514142483 | 1.5 | LB | 10 | 6 |  | 12 Months | NO
5056-0009 | Fitting,Pvc Reducing Tee/1.25"X1.25"X.75"/Sch 40 |  |  | EA | 10 |  | 53514142513 | 0.5 | LB | 10 | 6 |  | 12 Months | NO
5056-0010 | Fitting,Pvc Reducing Tee/1.5" X 1.5"X.75"/Sch 40 |  |  | EA | 12 |  | 53514142520 | 0.5 | LB | 10 | 6 |  | 12 Months | NO
5056-0011 | Box,Auto Flushing Headworks |  |  | EA | 2474 |  | 53514143749 | 30 | LB | 10 | 6 |  | 12 Months | NO
5056-0024 | Pipe,Flexible Pvc/.5" X 50'/White/Sch 40 |  |  | EA | 270 |  | 53514151584 | 7.5 | LB | 24 | 4 |  | 12 Months | NO
5056-0026 | Valve,2"Air/Vacuum Relief |  |  | EA | 216 |  | 53514151607 | 1 | LB | 10 | 6 |  | 12 Months | NO
5056-0027 | Valve,1"Air/Vacuum/Relief/(Auto & Kinetic) |  |  | EA | 329 |  | 53514151614 | 1 | LB | 10 | 6 |  | 12 Months | NO
5056-0028 | Valve,2"Air/Vacuum Relief/(Auto & Kinetic) |  |  | EA | 425 |  | 53514173524 | 1 | LB | 10 | 6 |  | 12 Months | NO
5056-0030 | Box,Valve 10" Round/Economy |  |  | EA | 86 |  | 53514175948 | 2 | LB |  |  |  | 12 Months | NO
5056-0032 | Drip Line,(Min 21 Req'D).5"X500'Roll/24"Emitters |  |  | EA | 471 |  | 53514178420 | 19.5 | LB |  |  |  | 12 Months | NO
5056-0034 | Fitting,Pvc Reducing Tee/1.25"X1.25" X.5"/Sch 40 |  |  | EA | 13 |  | 53514193348 | 0.5 | LB |  |  |  | 12 Months | NO
5056-0035 | Fitting,Pvc Reducing Tee/1.5"X 1.5" X .5"/Sch 40 |  |  | EA | 15 |  | 53514193355 | 0.5 | LB |  |  |  | 12 Months | NO
5056-0044 | Fitting,Tee/Drip Line/.5"Tubing(25Ct) |  |  | EA | 108 |  | 53514269722 | 1 | LB | 5 | 8 |  | 12 Months | NO
5060-0001 | Liner,Filter 50' X 50'/45 Mil Epdm |  |  | EA | 6177 |  | 53514157975 | 700 | LB | 16 | 16 |  | 12 Months | NO
5060-0002 | Liner,Filter 20' X 40'/45 Mil Epdm |  |  | EA | 2309 |  | 53514160081 | 224 | LB | 12 | 12 |  | 12 Months | NO
5060-0003 | Liner,Filter 20' X 50'/45 Mil Epdm |  |  | EA | 2765 |  | 53514160098 | 280 | LB | 12 | 12 |  | 12 Months | NO
5060-0004 | Liner,Filter 20' X 60'/45 Mil Epdm |  |  | EA | 3249 |  | 53514160104 | 336 | LB | 14 | 14 |  | 12 Months | NO
5060-0005 | Boot,Pipe Seal 1"-6"/Epdm |  |  | EA | 161 |  | 53514163204 | 2 | LB | 10 | 6 |  | 12 Months | NO
5060-0007 | Kit,Pipe Boot Seal/Epdm |  |  | EA | 97 |  | 53514173128 | 4 | LB | 10 | 6 |  | 12 Months | NO
5060-0009 | Liner,Filter 50' X 60'/45 Mil Epdm |  |  | EA | 7038 |  | 53514175993 | 840 | LB | 16 | 16 |  | 12 Months | NO
5060-0011 | Liner,Filter 50' X 75'/45 Mil Epdm |  |  | EA | 8746 |  | 53514178970 | 1050 | LB | 16 | 16 |  | 12 Months | NO
5060-0012 | Liner,Filter/30' X 30'/45 Mil Epdm |  |  | EA | 2945 |  | 53514184292 | 252 | LB | 12 | 12 |  | 12 Months | NO
5060-0013 | Liner,Filter 40' X 60'/45 Mil/Epdm |  |  | EA | 6093 |  | 53514185961 | 690 | LB | 16 | 16 |  | 12 Months | NO
5060-0018 | Liner,Epdm 40' X 40'/45 Mil |  |  | EA | 4131 |  | 53514201296 | 460 | LB | 12 | 12 |  | 12 Months | NO
5060-0019 | Liner,Filter 20' X 20'/45 Mil Epdm |  |  | EA | 1262 |  | 53514204099 | 112 | LB | 12 | 12 |  | 12 Months | NO
5060-0021 | Liner,Epdm 20' X 30'/45 Mil |  |  | EA | 1254 |  | 53514214432 | 171 | LB | 12 | 12 |  | 12 Months | NO
507-0005 | 507 12V/DC | 507 12V/DC | https://www.zoellerpumps.com/en-us/products/back-up/battery-powered/basement-sentry | EA | 563 |  | 53514051761 | 13.4 | LB | 18.5 | 10.5 | 11.5 | 12 Months | NO
507-0013 | 507 with M73 Preassembled System ProPak | 507 with M73 Preassembled System ProPak | https://www.zoellerpumps.com/en-us/products/sump-effluent-pumps/residential/model-73 | EA | 988 |  | 53514374488 | 26 | LB | 20.5 | 11 | 20 | 12 Months | M73 PUMP ONLY
5080-0001 | Seal,Butyl Rope 5/16" X 20' |  |  | EA | 17 |  | 53514158156 | 1 | LB | 10 | 6 |  | 12 Months | NO
5080-0002 | Seal,Buytl Rope 1" X 14.5' |  |  | EA | 41 |  | 53514158163 | 1 | LB | 10 | 6 |  | 12 Months | NO
5080-0003 | Seal,Pipe .375" Ips |  |  | EA | 16 |  | 53514193638 | 0.05 | LB |  |  |  | 12 Months | NO
5080-0004 | Seal,Pipe .50" Ips |  |  | EA | 16 |  | 53514193645 | 0.07 | LB |  |  |  | 12 Months | NO
5080-0005 | Seal,Pipe .75" Ips |  |  | EA | 22 |  | 53514193652 | 0.07 | LB |  |  |  | 12 Months | NO
5080-0006 | Seal,Pipe 1.0" Ips |  |  | EA | 16 |  | 53514193669 | 0.08 | LB |  |  |  | 12 Months | NO
5080-0007 | Seal,Pipe 1.25" Ips |  |  | EA | 16 |  | 53514193683 | 0.09 | LB |  |  |  | 12 Months | NO
5080-0008 | Seal,Pipe 1.50" Ips |  |  | EA | 16 |  | 53514193690 | 0.1 | LB |  |  |  | 12 Months | NO
5080-0009 | Seal,Pipe 2.0" Ips |  |  | EA | 16 |  | 53514193706 | 0.12 | LB |  |  |  | 12 Months | NO
5080-0010 | Seal,Pipe 3.0" Ips |  |  | EA | 19 |  | 53514193713 | 0.14 | LB |  |  |  | 12 Months | NO
5080-0011 | Seal,Pipe 4.0" Ips |  |  | EA | 21 |  | 53514193720 | 0.19 | LB |  |  |  | 12 Months | NO
5080-0012 | Seal,Cord .50" NPT |  |  | EA | 16 |  | 53514193737 | 0.5 | LB |  |  |  | 12 Months | NO
508-0005 | 508 12V/DC Back-Up System/Aquanot/Spin | 508 12V/DC Back-Up System/Aquanot/Spin | https://www.zoellerpumps.com/en-us/products/back-up/battery-powered/aquanot-508-spin | EA | 672 | 504 | 53514349066 | 16 | LB | 18.5 | 10.5 | 11.5 | 36 Months | NO
508-0006 | 508 with M53 Preassembled Sys ProPak "Aquanot"/Spin | 508 with M53 Preassembled Sys ProPak "Aquanot"/Spin | https://www.zoellerpumps.com/en-us/products/back-up/combination/propak | EA | 1080 | 810 | 53514348786 | 41 | LB | 20.5 | 11 | 20 | 36 Months | M53 PUMP ONLY
508-0007 | 508 with M98 Preassembled Sys ProPak "Aquanot"/Spin | 508 with M98 Preassembled Sys ProPak "Aquanot"/Spin | https://www.zoellerpumps.com/en-us/products/back-up/combination/propak | EA | 1233 | 924.75 | 53514348762 | 55 | LB | 20.5 | 11 | 20 | 36 Months | M98 PUMP ONLY
508-0014 | 508 12V/DC Back-Up System/Aquanot Fit | 508 12V/DC Back-Up System/Aquanot Fit | https://www.zoellerpumps.com/en-us/products/back-up/battery-powered/aquanot-fit-508 | EA | 971 | 728.25 | 53514451035 | 16 | LB | 18.5 | 10.5 | 11.5 | 36 Months | NO
508-0015 | 508 with M53 Preassembled Sys ProPak "Aquanot Fit" | 508 with M53 Preassembled Sys ProPak "Aquanot Fit" | https://www.zoellerpumps.com/en-us/products/back-up/combination/propak | EA | 1378 | 1033.5 | 53514449957 | 41 | LB | 20.5 | 11 | 20 | 36 Months | NO
508-0016 | 508 with M98 Preassembled Sys ProPak "Aquanot Fit" | 508 with M98 Preassembled Sys ProPak "Aquanot Fit" | https://www.zoellerpumps.com/en-us/products/back-up/combination/propak | EA | 1525 | 1143.75 | 53514450236 | 55 | LB | 20.5 | 11 | 20 | 36 Months | NO
508-0020 | 508 with M63 Preassembled Sys ProPak "Aquanot Fit" | 508 with M63 Preassembled Sys ProPak "Aquanot Fit" | https://www.zoellerpumps.com/en-us/products/back-up/combination/propak | EA | 1506 | 1129.5 | 53514458546 | 41 | LB | 20.5 | 11 | 20 | 36 Months | NO
5083-0001 | Riser Asm,12"X 12"/Corruated /Dual Wall |  |  | EA | 130 |  | 53514151539 | 6 | LB | 12 | 14 |  | 12 Months | NO
5083-0003 | Riser Asm,12" X 24" Corrugated/Dual Wall |  |  | EA | 145 |  | 53514158033 | 11 | LB | 24 | 14 |  | 12 Months | NO
5083-0004 | Riser Asm,12" X 36" Corrugated/Dual Wall |  |  | EA | 169 |  | 53514158040 | 16 | LB | 36 | 14 |  | 12 Months | NO
5083-0005 | Riser Extension,12" X 6"/Tuf-Tite/Onsite |  |  | EA | 31 |  | 53514158057 | 2 | LB | 6 | 14 |  | 12 Months | NO
5083-0006 | Cover,Fiberglass 12"Dia/Onsite |  |  | EA | 114 |  | 53514158064 | 2 | LB | 12.5 | 2 |  | 12 Months | NO
5083-0007 | Cover,12"Dia/Tuf-Tite/Onsite |  |  | EA | 33 |  | 53514158088 | 2 | LB | 12.5 | 2 |  | 12 Months | NO
5083-0008 | Riser Asm,12" X 60" Corrugated/Dual Wall |  |  | EA | 240 |  | 53514199692 | 16 | LB | 61 | 14 |  | 12 Months | NO
5083-0009 | Riser Asm,12" X 48"/Corrugated/Dual Wall |  |  | EA | 221 |  | 53514200824 | 21.5 | LB | 49 | 14 |  | 12 Months | NO
5085-0001 | Riser,Extension 20" X 6"/Tuf-Tite |  |  | EA | 69 |  | 53514197520 | 3.5 | LB | 7 | 22 |  | 12 Months | NO
5085-0002 | Cover,20"Dia/Tuf-Tite |  |  | EA | 71 |  | 53514197537 | 2.5 | LB | 2 | 22 |  | 12 Months | NO
5085-0005 | Riser Asm,Septic Tank/18"Dia X 1' Lg |  |  | EA | 192 |  | 53514297893 | 14.75 | LB | 14 | 21.5 |  | 12 Months | NO
5085-0006 | Riser Asm,Septic Tank/18"Dia X 2' Lg |  |  | EA | 234 |  | 53514297916 | 23.5 | LB | 26 | 21.5 |  | 12 Months | NO
5085-0007 | Riser Asm,Septic Tank/18"Dia X 3' Lg |  |  | EA | 293 |  | 53514297930 | 32.25 | LB | 38 | 21.5 |  | 12 Months | NO
5085-0008 | Riser Asm,Septic Tank/18"Dia X 4' Lg |  |  | EA | 352 |  | 53514297954 | 41 | LB | 50 | 21.5 |  | 12 Months | NO
5085-0009 | Riser Asm,Septic Tank/18"Dia X 5' Lg |  |  | EA | 414 |  | 53514298012 | 49.75 | LB | 62 | 21.5 |  | 12 Months | NO
5085-0010 | Riser Asm,Septic Tank/18"Dia X 6' Lg |  |  | EA | 474 |  | 53514298036 | 58.5 | LB | 74 | 21.5 |  | 12 Months | NO
5085-0011 | Riser Asm,Septic Tank/18"Dia X 7' Lg |  |  | EA | 533 |  | 53514298050 | 67.25 | LB | 86 | 21.5 |  | 12 Months | NO
5085-0013 | Riser Asm,Septic Tank/18"Dia X 9' Lg |  |  | EA | 534 |  | 53514298111 | 84.75 | LB | 110 | 21.5 |  | 12 Months | NO
5085-0014 | Riser Asm,Septic Tank/18"Dia X 10' Lg |  |  | EA | 584 |  | 53514298135 | 93.5 | LB | 122 | 21.5 |  | 12 Months | NO
5085-0015 | Riser Asm,Septic Tank/18"Dia X 11' Lg |  |  | EA | 633 |  | 53514298159 | 102.25 | LB | 134 | 21.5 |  | 12 Months | NO
5085-0016 | Riser Asm,Septic Tank/18"Dia X 12' Lg |  |  | EA | 682 |  | 53514298173 | 111 | LB | 146 | 21.5 |  | 12 Months | NO
5085-0017 | Riser Asm,Septic Tank/18"Dia X 13' Lg |  |  | EA | 732 |  | 53514298197 | 119.75 | LB | 158 | 21.5 |  | 12 Months | NO
5085-0018 | Riser Asm,Septic Tank/18"Dia X 14' Lg |  |  | EA | 770 |  | 53514298210 | 128 | LB | 170 | 21.5 |  | 12 Months | NO
5086-0001 | Riser,Extension 24"Dia X6"/Tuf-Tite/Onsite |  |  | EA | 76 |  | 53514158101 | 3 | LB | 6 | 25 |  | 12 Months | NO
5086-0002 | Cover,24"Dia/Tuf-Tite/Onsite |  |  | EA | 73 |  | 53514158125 | 3 | LB | 25 | 2 |  | 12 Months | NO
5086-0003 | Riser,Pan 24"Dia/Tuf-Tite/Onsite |  |  | EA | 74 |  | 53514158132 | 2 | LB | 6 | 25 |  | 12 Months | NO
5086-0004 | Riser,Adapter 24"Dia/Tuf-Tite/Onsite |  |  | EA | 55 |  | 53514158149 | 2 | LB | 4 | 25 |  | 12 Months | NO
5086-0005 | Cover,24"Dia/Tuf-Tite/Flat |  |  | EA | 120 |  | 53514254476 | 8 | LB | 25 | 3 |  | 12 Months | NO
5090-0001 | Container,18"/For Filter System |  |  | EA | 491 |  | 53514146337 | 32 | LB | 31 | 22 |  | 12 Months | NO
5090-0006 | Filter,Carbon 3" & 4" Pipe |  |  | EA | 184 |  | 53514166489 | 4 | LB | 14.25 | 5.75 |  | 12 Months | NO
5090-0014 | Bracket Asm, Alarm Float for"WW"Filter-Series |  |  | EA | 80 |  | 53514300432 | 6 | LB | 10 | 10 |  | 12 Months | NO
51-0002 | N51 115V/1Ph/(170 Step System) |  |  | EA | 340 |  | 53514119553 | 27 | LB | 10.25 | 7.75 |  | 36 months | NO
51-0006 | BN51 115V/1Ph |  |  | EA | 385 |  | 53514281717 | 26 | LB | 10.25 | 7.75 |  | 36 months | NO
519-0005 | M519 115V/1.4 Amps/Condensate Pump | M519 115V/1.4 Amps/Condensate Pump | https://www.zoellerpumps.com/en-us/products/hvac/519-condensate | EA | 105 |  | 53514434113 | 4.95 | LB | 12.5 | 5.75 | 7.5 | 24 Months | NO
519-0006 | M519 115V/1.4 Amps/Condensate Pump w/20'Clear Tubing | M519 115V/1.4 Amps/Condensate Pump w/20'Clear Tubing | https://www.zoellerpumps.com/en-us/products/hvac/519-condensate | EA | 109 |  | 53514437848 | 4.95 | LB | 12.5 | 5.75 | 7.5 | 24 Months | NO
5200-0001 | Filter,Media 10' X 10'/Recirculating/450 Gpd |  |  | EA | 6428 |  | 53514130169 | 260 | LB | 120 | 6 |  | 12 Months | NO
5200-0002 | Filter,Media 10' X 10' Recir/450 Gpd/Pump Disc |  |  | EA | 7228 |  | 53514130176 | 310 | LB | 120 | 6 |  | 12 Months | NO
5200-0003 | Filter,Media 10' X 15'/Recirculating/600 Gpd |  |  | EA | 7168 |  | 53514130183 | 320 | LB | 120 | 6 |  | 12 Months | NO
5200-0004 | Filter,Media 10' X 15' Recir/600 Gpd/Pump Disc |  |  | EA | 7824 |  | 53514130190 | 370 | LB | 120 | 6 |  | 12 Months | NO
5200-0010 | Filter,Media 20'X30'Recirculating/2400 Gpd |  |  | EA | 18013 |  | 53514141776 | 1300 | LB | 120 | 12 |  | 12 Months | NO
5200-0011 | Filter,Media 15'X20'Recirculating/1200 Gpd |  |  | EA | 7883 |  | 53514143633 | 700 | LB | 120 | 12 |  | 12 Months | NO
5200-0012 | Filter,Media 20' X 20'/Recirculating/1600 Gpd |  |  | EA | 10929 |  | 53514146436 | 900 | LB | 120 | 10 |  | 12 Months | NO
5200-0013 | Filter,Media 10'X 20'/Recirculating/800 Gpd |  |  | EA | 8864 |  | 53514149178 | 480 | LB | 120 | 6 |  | 12 Months | NO
5200-0027 | Filter,Med 10X20'Recir/800Gpd/W-O Ctrl/Pumps/Ind |  |  | EA | 8864 |  | 53514169596 | 400 | LB | 120 | 6 |  | 12 Months | NO
5220-0001 | Z-Cell,10'X20'/3-Bedroom/450 Gpd |  |  | EA | 9728 |  | 53514163143 | 400 | LB | 240 | 2 |  | 12 Months | NO
5220-0002 | Z-Cell,12'X24'/4-Bedroom/600 Gpd |  |  | EA | 10783 |  | 53514163150 | 500 | LB | 288 | 2 |  | 12 Months | NO
522-0005 | M522 115V/Low Profile Condensate Pump |  |  | EA | 97 |  | 53514454135 | 5 | LB | 0 | 0 | 0 | 24 Months | NO
522-0006 | M522 115V/Low Profile Condensate Pump w/20' Clear Tubing |  |  | EA | 110 |  | 53514490799 | 5 | LB | 0 | 0 | 0 | 24 Months | NO
5250-0001 | Unit,Treatment 450GPD/ZF-450/Fusion |  |  | EA | 10576 |  | 53514186173 | 501 | LB | 62 | 44 |  | 10 year | NO
5250-0003 | Unit,Treatment 800GPD/ZF-800/Fusion |  |  | EA | 19244 |  | 53514186197 | 882 | LB | 74 | 56 |  | 10 year | NO
5250-0004 | Disinfection,Uv Unit #3G |  |  | EA | 1833 |  | 53514197544 | 10 | LB | 3 | 12 |  | 12 Months | NO
5250-0007 | Kit, Fusion Service |  |  | EA | 1328 |  | 53514225957 | 14 | LB | 0 | 0 |  | 12 Months | NO
5250-0028 | Unit,Treatment /ZFL2800/2800Gpd/Drop Ship/Fusion |  |  | EA | 41799 |  | 53514278441 | 2420 | LB | 94 | 83 |  | 12 Months | NO
5250-0034 | Unit,Treatment /ZFL4000/4000Gpd/Drop Ship/Fusion |  |  | EA | 53405 |  | 53514278618 | 3740 | LB | 100 | 96 |  | 12 Months | NO
5250-0035 | Kit, Fusion Service Compact |  |  | EA | 857 |  | 53514294137 | 10 | LB | 0 | 0 |  | 12 Months | NO
5250-0036 | Riser Kit, 6" Extension/Ultra Rib/ZFL-1120 - 2400 GPD Fusion |  |  | EA | 829 |  | 53514298234 | 8.75 | LB | 12 | 21.5 |  | 12 Months | NO
5250-0037 | Riser Kit, 1' Extension/Ultra Rib/ZFL-1120 - 2400 GPD Fusion |  |  | EA | 949 |  | 53514298258 | 17.5 | LB | 24 | 21.5 |  | 12 Months | NO
5250-0045 | Media,Anaerobic Ball/Bag (Approx. 90 Pieces) |  |  | EA | 99 |  | 53514329556 | 8.5 | LB | 0 | 0 |  | 12 Months | NO
5250-0046 | Media,Anaerobic Ball/Gay Lord (Approx. 1226 Pieces) |  |  | EA | 1462 |  | 53514335793 | 160 | LB | 0 | 0 |  | 12 Months | NO
5250-0050 | Blower,HiBlow/Duo80/Fusion ZF-450 - 800 |  |  | EA | 1723 |  | 53514338527 | 46 | LB | 12 | 24 |  | 24 Months | NO
5250-0051 | Blower, AL 100/115V60Hz/Fusion |  |  | EA | 934 |  | 53514344344 | 0 |  | 0 | 0 |  | 12 Months | NO
5250-0052 | Blower, AL120/115V60Hz/Fusion |  |  | EA | 1318 |  | 53514344351 | 20 | LB | 24 | 12 |  | 12 Months | NO
5250-0053 | Blower. AL150/115V60Hz/Fusion |  |  | EA | 1780 |  | 53514344368 | 22.3 | LB | 9.65 | 8.07 |  | 12 Months | NO
5250-0054 | Blower, AL 200/115V60Hz/Fusion |  |  | EA | 2372 |  | 53514344375 | 27 |  | 0 | 0 |  | 12 Months | NO
5250-0055 | Blower, AL250E/115V60Hz/Fusion |  |  | EA | 2763 |  | 53514344382 | 52 | LB | 13 | 11 |  | 12 Months | NO
5250-0056 | Blower, AL300/115V60Hz/Fusion |  |  | EA | 3550 |  | 53514344399 | 0 |  | 0 | 0 |  | 12 Months | NO
5250-0057 | Blower, AL100/220V50Hz/Part of Wastewater Treatment Sys/SA |  |  | EA | 698 |  | 53514344405 | 0 | LB | 0 | 0 |  | 12 Months | NO
5250-0058 | Blower, AL120/220V50Hz/Part of Wastewater Treatment Sys/SA |  |  | EA | 828 |  | 53514344412 | 0 | LB | 0 | 0 |  | 12 Months | NO
5250-0059 | Blower, AL 150/220V50Hz/Part of Wastewater Treatment Sys/SA |  |  | EA | 1089 |  | 53514344429 | 0 | LB | 0 | 0 |  | 12 Months | NO
5250-0060 | Blower, AL 200/220V50Hz/Part of Wastewater Treatment Sys/SA |  |  | EA | 1306 |  | 53514344436 | 0 | LB | 0 | 0 |  | 12 Months | NO
5250-0061 | Blower, AL 250/220V50Hz/Part of Wastewater Treatment Sys/SA |  |  | EA | 1743 |  | 53514344443 | 0 | LB | 0 | 0 |  | 12 Months | NO
5250-0062 | Blower, AL300/220V50Hz/Part of Wastewater Treatment Sys/SA |  |  | EA | 3233 |  | 53514344450 | 0 | LB | 0 | 0 |  | 12 Months | NO
5250-0063 | Components, PVC for Fusion ZFL-1120 |  |  | EA | 285 |  | 53514344467 | 10 | LB | 16 | 16 |  | 12 Months | NO
5250-0064 | Components, PVC for Fusion ZFL - 2800-4000 GPD |  |  | EA | 285 |  | 53514344474 | 10 | LB | 16 | 16 |  | 12 Months | NO
5250-0065 | Transformer, Fusion 115V-100V |  |  | EA | 535 |  | 53514344481 | 5 | LB | 7 | 9 |  | 12 Months | NO
5250-0082 | Switch,Air/Fusion Systems/ZFL-2800, 4000 |  |  | EA | 1313 |  | 53514464820 | 0 | LB | 0 | 0 |  | 12 Months | NO
53-0001 | M53 115V/1Ph/cCSAus | M53 115V/1Ph/UL/cCSAus | https://www.zoellerpumps.com/en-us/products/submersible-pumps/50-series | EA | 295 | 221.25 | 53514023607 | 23 | LB | 10.25 | 7.75 | 10.25 | 36 Months | YES
53-0002 | N53 115V/1Ph/cCSAus | N53 115V/1Ph/cCSAus/UL | https://www.zoellerpumps.com/en-us/products/submersible-pumps/50-series | EA | 285 | 213.75 | 53514023614 | 22 | LB | 10.25 | 7.75 | 10.25 | 36 Months | YES
53-0003 | D53 230V/1Ph/cCSAus | D53 230V/1Ph/cCSAus/UL | https://www.zoellerpumps.com/en-us/products/submersible-pumps/50-series | EA | 386 | 289.5 | 53514023621 | 23 | LB | 10.25 | 7.75 | 10.25 | 36 Months | YES
53-0004 | E53 230V/1Ph/cCSAus | E53 230V/1Ph/UL/cCSAus | https://www.zoellerpumps.com/en-us/products/submersible-pumps/50-series | EA | 372 | 279 | 53514023638 | 22 | LB | 10.25 | 7.75 | 10.25 | 36 Months | YES
53-0014 | M53 15'Cd/115V/1Ph/cCSAus | M53 15'Cd/115V/1Ph/cCSAus/UL | https://www.zoellerpumps.com/en-us/products/submersible-pumps/50-series | EA | 315 | 236.25 | 53514023690 | 23 | LB | 10.25 | 7.75 | 10.25 | 36 Months | YES
53-0016 | M53 25'Cd/115V/1Ph/cCSAus | M53 25'Cd/115V/1Ph/cCSAus/UL | https://www.zoellerpumps.com/en-us/products/submersible-pumps/50-series | EA | 345 | 258.75 | 53514023713 | 26 | LB | 10.25 | 7.75 | 10.25 | 36 Months | YES
53-0018 | M53 35'Cd/115V/1Ph/cCSAus | M53 35'Cd/115V/1Ph/UL/cCSAus | https://www.zoellerpumps.com/en-us/products/submersible-pumps/50-series | EA | 370 | 277.5 | 53514023720 | 28 | LB | 10.25 | 7.75 | 10.25 | 36 Months | YES
53-0020 | M53 50'Cd/115V/1Ph/cCSAus | M53 50'Cd/115V/1Ph/UL/cCSAus | https://www.zoellerpumps.com/en-us/products/submersible-pumps/50-series | EA | 395 | 296.25 | 53514023737 | 31 | LB | 10.25 | 7.75 | 10.25 | 36 Months | YES
53-0021 | N53 25'Cd/115V/1Ph/cCSAus | N53 25'Cd/115V/1Ph/UL/cCSAus | https://www.zoellerpumps.com/en-us/products/submersible-pumps/50-series | EA | 335 | 251.25 | 53514023744 | 26 | LB | 10.25 | 7.75 | 10.25 | 36 Months | YES
53-0022 | E53 50'Cd/230V/1Ph/cCSAus | E53 50'Cd/230V/1Ph/UL/cCSAus | https://www.zoellerpumps.com/en-us/products/submersible-pumps/50-series | EA | 472 | 354 | 53514023751 | 30 | LB | 10.25 | 7.75 | 10.25 | 36 Months | YES
53-0026 | D53 25'Cd/230V/1Ph/cCSAus | D53 25'Cd/230V/1Ph/UL/cCSAus | https://www.zoellerpumps.com/en-us/products/submersible-pumps/50-series | EA | 436 | 327 | 53514023782 | 26 | LB | 10.25 | 7.75 | 10.25 | 36 Months | YES
53-0028 | N53 35'Cd/115V/1Ph/cCSAus | N53 35'Cd/115V/1Ph/UL/cCSAus | https://www.zoellerpumps.com/en-us/products/submersible-pumps/50-series | EA | 360 | 270 | 53514023805 | 28 | LB | 10.25 | 7.75 | 10.25 | 36 Months | YES
53-0029 | BN53 115V/1Ph/Pb15'/cCSAus | BN53 115V/1Ph/Pb15'/UL/cCSAus Pump | https://www.zoellerpumps.com/en-us/products/submersible-pumps/50-series | EA | 353 | 264.75 | 53514023812 | 25 | LB | 10.25 | 7.75 | 10.25 | 36 Months | YES
53-0032 | BN53 115V/1Ph/Pb10'/cCSAus/Pump | BN53 115V/1Ph/Pb10'/UL/cCSAus/Pump | https://www.zoellerpumps.com/en-us/products/submersible-pumps/50-series | EA | 334 | 250.5 | 53514023843 | 24 | LB | 10.25 | 7.75 | 10.25 | 36 Months | YES
53-0035 | D53 50'Cd/230V/1Ph/cCSAus | D53 50'Cd/230V/1Ph/UL/cCSAus | https://www.zoellerpumps.com/en-us/products/submersible-pumps/50-series | EA | 486 | 364.5 | 53514023874 | 31 | LB | 10.25 | 7.75 | 10.25 | 36 Months | YES
53-0045 | BE53 230V/1P/15'Cd/Pb15'/cCSAus | BE53 230V/1P/15'Cd/Pb15'/cCSAus/UL | https://www.zoellerpumps.com/en-us/products/submersible-pumps/50-series | EA | 445 | 333.75 | 53514041410 | 24 | LB | 10.25 | 7.75 | 10.25 | 36 Months | YES
53-0048 | D53 35'Cd/230V/1Ph/cCSAus | D53 35'Cd/230V/1Ph/UL/cCSAus | https://www.zoellerpumps.com/en-us/products/submersible-pumps/50-series | EA | 461 | 345.75 | 53514046422 | 28 | LB | 10.25 | 7.75 | 10.25 | 36 Months | YES
53-0049 | BN53 25'Cd/115V/1P/Pb25'/cCSAus/Pump | BN53 25'Cd/115V/1P/Pb25'/UL/cCSAus/Pump | https://www.zoellerpumps.com/en-us/products/submersible-pumps/50-series | EA | 403 | 302.25 | 53514048495 | 28.5 | LB | 10.25 | 7.75 | 10.25 | 36 Months | YES
53-0062 | D53 15'Cd/230V/1Ph/cCSAus | D53 15'Cd/230V/1Ph/cCSAus/UL | https://www.zoellerpumps.com/en-us/products/submersible-pumps/50-series | EA | 406 | 304.5 | 53514113995 | 26 | LB | 10.25 | 7.75 | 10.25 | 36 Months | YES
53-0063 | BN53 35'Cd/115V/1P/Pb35'/cCSAus | BN53 35'Cd/115V/1P/Pb35'/UL/cCSAus | https://www.zoellerpumps.com/en-us/products/submersible-pumps/50-series | EA | 428 | 321 | 53514123451 | 28.5 | LB | 10.25 | 7.75 | 10.25 | 36 Months | YES
53-0066 | BE53 25'Cd/230V/1P/Pb25'/cCSAus | BE53 25'Cd/230V/1P/Pb25'/cCSAus/UL | https://www.zoellerpumps.com/en-us/products/submersible-pumps/50-series | EA | 495 | 371.25 | 53514145736 | 24 | LB | 10.25 | 7.75 | 10.25 | 36 Months | YES
53-0070 | E53 25'Cd/230V/1Ph/cCSAus | E53 25'Cd/230V/1Ph/UL/cCSAus | https://www.zoellerpumps.com/en-us/products/submersible-pumps/50-series | EA | 422 | 316.5 | 53514176419 | 31 | LB | 10.25 | 7.75 | 10.25 | 36 Months | YES
53-0082 | E53 35'Cd/230V/1Ph/cCSAus | E53 35'Cd/230V/1Ph/UL/cCSAus | https://www.zoellerpumps.com/en-us/products/submersible-pumps/50-series | EA | 447 | 335.25 | 53514332242 | 30 | LB | 10.25 | 7.75 | 10.25 | 36 Months | YES
53-0083 | BN53 115V/1Ph/Vertical Master 10'/cCSAus Pump | BN53 115V/1Ph/Vertical Master 10'/UL/cCSAus Pump | https://www.zoellerpumps.com/en-us/products/submersible-pumps/50-series | EA | 362 | 271.5 | 53514349769 | 24 | LB | 10.25 | 7.75 | 10.25 | 36 Months | YES
53-0084 | LN53 115V/1Ph/Pb Floatless Switch 15'/cCSAus Pump | LN53 115V/1Ph/Pb Floatless Switch 15'/cCSAus Pump | https://www.zoellerpumps.com/en-us/products/alarms/switches/floatless | EA | 476 | 357 | 53514422684 | 24 | LB | 10.25 | 7.75 | 10.25 | 36 Months | PUMP ONLY
540-0005 | Pump,Ejector-Water Powered/Model 540 | Pump,Ejector-Water Powered/Model 540 | https://www.zoellerpumps.com/en-us/products/submersible-pumps/50-series | EA | 296 | 222 | 53514447113 | 5.52 | LB | 5.6 | 13.75 | 15.5 | 36 Months | NO
55-0001 | M55 115V/1Ph/cCSAus | M55 115V/1Ph/cCSAus/UL | https://www.zoellerpumps.com/en-us/products/submersible-pumps/50-series | EA | 2211 |  | 53514023935 | 24 | LB | 10.25 | 7.75 | 10.25 | 12 Months | NO
55-0002 | N55 115V/1Ph/cCSAus | N55 115V/1Ph/UL/cCSAus | https://www.zoellerpumps.com/en-us/products/submersible-pumps/50-series | EA | 2145 |  | 53514023942 | 23 | LB | 10.25 | 7.75 | 10.25 | 12 Months | NO
55-0006 | M55 15'Cd/115V/1Ph/cCSAus | M55 15'Cd/115V/1Ph/UL/cCSAus | https://www.zoellerpumps.com/en-us/products/submersible-pumps/50-series | EA | 2231 |  | 53514023966 | 25 | LB | 10.25 | 7.75 | 10.25 | 12 Months | NO
55-0007 | M55 25'Cd/115V/1Ph/cCSAus | M55 25'Cd/115V/1Ph/UL/cCSAus | https://www.zoellerpumps.com/en-us/products/submersible-pumps/50-series | EA | 2261 |  | 53514023973 | 27 | LB | 10.25 | 7.75 | 10.25 | 12 Months | NO
55-0012 | M55 35'Cd/115V/1Ph/cCSAus | M55 35'Cd/115V/1Ph/UL/cCSAus | https://www.zoellerpumps.com/en-us/products/submersible-pumps/50-series | EA | 2286 |  | 53514024017 | 30 | LB | 10.25 | 7.75 | 10.25 | 12 Months | NO
55-0013 | N55 25'Cd/115V/1Ph/cCSAus | N55 25'Cd/115V/1Ph/UL/cCSAus | https://www.zoellerpumps.com/en-us/products/submersible-pumps/50-series | EA | 2195 |  | 53514024024 | 26 | LB | 10.25 | 7.75 | 10.25 | 12 Months | NO
55-0019 | N55 35'Cd/115V/1Ph/cCSAus | N55 35'Cd/115V/1Ph/UL/cCSAus | https://www.zoellerpumps.com/en-us/products/submersible-pumps/50-series | EA | 2220 |  | 53514319120 | 26 | LB | 10.25 | 7.75 | 10.25 | 12 Months | NO
57-0001 | M57 115V/1Ph/cCSAus | M57 115V/1Ph/cCSAus/UL | https://www.zoellerpumps.com/en-us/products/submersible-pumps/50-series | EA | 335 | 251.25 | 53514024055 | 28.5 | LB | 10.25 | 7.75 | 10.25 | 36 Months | YES
57-0002 | N57 115V/1Ph/cCSAus | N57 115V/1Ph/cCSAus/UL | https://www.zoellerpumps.com/en-us/products/submersible-pumps/50-series | EA | 317 | 237.75 | 53514024062 | 27.5 | LB | 10.25 | 7.75 | 10.25 | 36 Months | YES
57-0003 | D57 230V/1Ph/cCSAus | D57 230V/1Ph/cCSAusUL | https://www.zoellerpumps.com/en-us/products/submersible-pumps/50-series | EA | 411 | 308.25 | 53514024079 | 28.5 | LB | 10.25 | 7.75 | 10.25 | 36 Months | YES
57-0004 | E57 230V/1Ph/cCSAus | E57 230V/1Ph/UL/cCSAus | https://www.zoellerpumps.com/en-us/products/submersible-pumps/50-series | EA | 389 | 291.75 | 53514024086 | 27.5 | LB | 10.25 | 7.75 | 10.25 | 36 Months | YES
57-0005 | M57 115V/1Ph/Extra Duty | M57 115V/1Ph/Extra Duty | https://www.zoellerpumps.com/en-us/products/submersible-pumps/50-series | EA | 370 | 277.5 | 53514024093 | 28.5 | LB | 10.25 | 7.75 | 10.25 | 36 Months | YES
57-0006 | M57 25'Cd/115V/1Ph/cCSAus | M57 25'Cd/115V/1Ph/UL/cCSAus | https://www.zoellerpumps.com/en-us/products/submersible-pumps/50-series | EA | 385 | 288.75 | 53514024109 | 30.5 | LB | 10.25 | 7.75 | 10.25 | 36 Months | YES
57-0007 | M57 15'Cd/115V/1Ph/cCSAus | M57 15'Cd/115V/1Ph/UL/cCSAus | https://www.zoellerpumps.com/en-us/products/submersible-pumps/50-series | EA | 355 | 266.25 | 53514024116 | 28.5 | LB | 10.25 | 7.75 | 10.25 | 36 Months | YES
57-0008 | N57 25'Cd/115V/1Ph/cCSAus | N57 25'Cd/115V/1Ph/UL/cCSAus | https://www.zoellerpumps.com/en-us/products/submersible-pumps/50-series | EA | 367 | 275.25 | 53514024123 | 29.5 | LB | 10.25 | 7.75 | 10.25 | 36 Months | YES
57-0010 | N57 35'Cd/115V/1Ph/cCSAus | N57 35'Cd/115V/1Ph/UL/cCSAus | https://www.zoellerpumps.com/en-us/products/submersible-pumps/50-series | EA | 392 | 294 | 53514024130 | 32.5 | LB | 10.25 | 7.75 | 10.25 | 36 Months | YES
57-0014 | N57 115V/1Ph/BI/cCSAus | N57 115V/1Ph/BI/UL/cCSAus | https://www.zoellerpumps.com/en-us/products/submersible-pumps/50-series | EA | 427 | 320.25 | 53514024154 | 27.5 | LB | 10.25 | 7.75 | 10.25 | 36 Months | YES
57-0020 | E57 25'Cd/230V/1Ph/cCSAus | E57 25'Cd/230V/1Ph/UL/cCSAus | https://www.zoellerpumps.com/en-us/products/submersible-pumps/50-series | EA | 439 | 329.25 | 53514024215 | 29.5 | LB | 10.25 | 7.75 | 10.25 | 36 Months | YES
57-0021 | M57 115V/1Ph/BI/cCSAus | M57 115V/1Ph/BI/UL/cCSAus | https://www.zoellerpumps.com/en-us/products/submersible-pumps/50-series | EA | 445 | 333.75 | 53514024222 | 28.5 | LB | 10.25 | 7.75 | 10.25 | 36 Months | YES
57-0025 | M57 115V/1Ph/BI/ED | M57 115V/1Ph/BI/ED | https://www.zoellerpumps.com/en-us/products/submersible-pumps/50-series | EA | 480 | 360 | 53514024253 | 28.5 | LB | 10.25 | 7.75 | 10.25 | 36 Months | YES
57-0026 | M57 15'Cd/115V/1Ph/BI/cCSAus | M57 15'Cd/115V/1Ph/BI/UL/cCSAus | https://www.zoellerpumps.com/en-us/products/submersible-pumps/50-series | EA | 465 | 348.75 | 53514024260 | 28.5 | LB | 10.25 | 7.75 | 10.25 | 36 Months | YES
57-0027 | BN57 115V/1Ph/Pb15'/cCSAus Pump | BN57 115V/1Ph/Pb15'/UL/cCSAus Pump | https://www.zoellerpumps.com/en-us/products/submersible-pumps/50-series | EA | 463 | 347.25 | 53514024277 | 29.5 | LB | 10.25 | 7.75 | 10.25 | 36 Months | YES
57-0029 | N57 115V/1Ph/Extra Duty | N57 115V/1Ph/Extra Duty | https://www.zoellerpumps.com/en-us/products/submersible-pumps/50-series | EA | 352 | 264 | 53514024291 | 27.5 | LB | 10.25 | 7.75 | 10.25 | 36 Months | YES
57-0031 | D57 230V/1Ph/BI/cCSAus | D57 230V/1Ph/BI/UL/cCSAus | https://www.zoellerpumps.com/en-us/products/submersible-pumps/50-series | EA | 521 | 390.75 | 53514024314 | 28.5 | LB | 10.25 | 7.75 | 10.25 | 36 Months | YES
57-0032 | M57 15'Cd/115V/1Ph/ED | M57 15'Cd/115V/1Ph/ED | https://www.zoellerpumps.com/en-us/products/submersible-pumps/50-series | EA | 390 | 292.5 | 53514024321 | 28.5 | LB | 10.25 | 7.75 | 10.25 | 36 Months | YES
57-0033 | BN57 115V/1Ph/Pb10'/cCSAus Pump | BN57 115V/1Ph/Pb10'/UL/cCSAus Pump | https://www.zoellerpumps.com/en-us/products/submersible-pumps/50-series | EA | 359 | 269.25 | 53514024338 | 29.5 | LB | 10.25 | 7.75 | 10.25 | 36 Months | YES
57-0035 | M57 25'Cd/115V/1Ph/ED | M57 25'Cd/115V/1Ph/ED | https://www.zoellerpumps.com/en-us/products/submersible-pumps/50-series | EA | 420 | 315 | 53514024352 | 30.5 | LB | 10.25 | 7.75 | 10.25 | 36 Months | YES
57-0036 | D57 230V/1Ph/Extra Duty | D57 230V/1Ph/Extra Duty | https://www.zoellerpumps.com/en-us/products/submersible-pumps/50-series | EA | 446 | 334.5 | 53514024369 | 28.5 | LB | 10.25 | 7.75 | 10.25 | 36 Months | YES
57-0039 | M57 35'Cd/115V/1Ph/cCSAus | M57 35'Cd/115V/1Ph/UL/cCSAus | https://www.zoellerpumps.com/en-us/products/submersible-pumps/50-series | EA | 410 | 307.5 | 53514024390 | 33.5 | LB | 10.25 | 7.75 | 10.25 | 36 Months | YES
57-0040 | BN57 115V/1Ph/Pb10'/BI/cCSAus Pump | BN57 115V/1Ph/Pb10'/BI/UL/cCSAus Pump | https://www.zoellerpumps.com/en-us/products/submersible-pumps/50-series | EA | 469 | 351.75 | 53514026950 | 29.5 | LB | 10.25 | 7.75 | 10.25 | 36 Months | YES
57-0042 | D57 15'Cd/230V/1Ph/cCSAus | D57 15'Cd/230V/1Ph/UL/cCSAus | https://www.zoellerpumps.com/en-us/products/submersible-pumps/50-series | EA | 431 | 323.25 | 53514027698 | 28.5 | LB | 10.25 | 7.75 | 10.25 | 36 Months | YES
57-0043 | N57 25'Cd/115V/1Ph/BI/cCSAus | N57 25'Cd/115V/1Ph/BI/UL/cCSAus | https://www.zoellerpumps.com/en-us/products/submersible-pumps/50-series | EA | 477 | 357.75 | 53514036195 | 30.5 | LB | 10.25 | 7.75 | 10.25 | 36 Months | YES
57-0045 | BE57 230V/1P/15'Cd/Pb15'/cCSAus | BE57 230V/1P/15'Cd/Pb15'/cCSAus/UL | https://www.zoellerpumps.com/en-us/products/submersible-pumps/50-series | EA | 443 | 332.25 | 53514041427 | 29.5 | LB | 10.25 | 7.75 | 10.25 | 36 Months | YES
57-0046 | D57 25'Cd/230V/1Ph/cCSAus | D57 25'Cd/230V/1Ph/UL/cCSAus | https://www.zoellerpumps.com/en-us/products/submersible-pumps/50-series | EA | 461 | 345.75 | 53514061708 | 31.5 | LB | 10.25 | 7.75 | 10.25 | 36 Months | YES
57-0050 | BN57 115V/1Ph/Pb35'/cCSAus | BN57 115V/1Ph/Pb35'/UL/cCSAus | https://www.zoellerpumps.com/en-us/products/submersible-pumps/50-series | EA | 434 | 325.5 | 53514083953 | 29.5 | LB | 10.25 | 7.75 | 10.25 | 36 Months | YES
57-0055 | BN57 35'Cd/115V/1Ph/Pb35'/cCSAus | BN57 35'Cd/115V/1Ph/Pb35'/UL/cCSAus | https://www.zoellerpumps.com/en-us/products/submersible-pumps/50-series | EA | 434 | 325.5 | 53514103149 | 32.5 | LB | 10.25 | 7.75 | 10.25 | 36 Months | YES
57-0057 | BN57 25'Cd/115V/1Ph/Pb25'/cCSAus | BN57 25'Cd/115V/1Ph/Pb25'/UL/cCSAus | https://www.zoellerpumps.com/en-us/products/submersible-pumps/50-series | EA | 493 | 369.75 | 53514135294 | 32.5 | LB | 10.25 | 7.75 | 10.25 | 36 Months | YES
57-0058 | M57 25'Cd/115V/1Ph/BI/cCSAus | M57 25'Cd/115V/1Ph/BI/UL/cCSAus | https://www.zoellerpumps.com/en-us/products/submersible-pumps/50-series | EA | 495 | 371.25 | 53514135355 | 28.5 | LB | 10.25 | 7.75 | 10.25 | 36 Months | YES
57-0061 | BN57 115V/1Ph/Pb15' Bi/cCSAus | BN57 115V/1Ph/Pb15' Bi/UL/cCSAus | https://www.zoellerpumps.com/en-us/products/submersible-pumps/50-series | EA | 489 | 366.75 | 53514144265 | 29.5 | LB | 10.25 | 7.75 | 10.25 | 36 Months | YES
57-0062 | D57 50'Cd/230V/1Ph/cCSAus | D57 50'Cd/230V/1Ph/UL/cCSAus | https://www.zoellerpumps.com/en-us/products/submersible-pumps/50-series | EA | 511 | 383.25 | 53514158309 | 33.5 | LB | 10.25 | 7.75 | 10.25 | 36 Months | YES
57-0063 | E57 50'Cd/230V/1Ph/cCSAus | E57 50'Cd/230V/1Ph/UL/cCSAus | https://www.zoellerpumps.com/en-us/products/submersible-pumps/50-series | EA | 489 | 366.75 | 53514163907 | 33.5 | LB | 10.25 | 7.75 | 10.25 | 36 Months | YES
57-0068 | BE57 25'Cd/230V/1Ph/Pb25'/cCSAus | BE57 25'Cd/230V/1Ph/Pb25'/UL/cCSAus | https://www.zoellerpumps.com/en-us/products/submersible-pumps/50-series | EA | 493 | 369.75 | 53514272494 | 29.5 | LB | 10.25 | 7.75 | 10.25 | 36 Months | YES
57-0069 | E57 35'Cd/230V/1Ph/cCSAus | E57 35'Cd/230V/1Ph/UL/cCSAus | https://www.zoellerpumps.com/en-us/products/submersible-pumps/50-series | EA | 464 | 348 | 53514306397 | 29.5 | LB | 10.25 | 7.75 | 10.25 | 36 Months | YES
585-0005 | Pump,12Vdc W/28Amp Charger/Aquanot II | Pump,12Vdc W/28Amp Charger/Aquanot II | https://www.zoellerpumps.com/en-us/products/back-up/battery-powered/aquanot-585 | EA | 1565 |  | 53514089825 | 35 | LB | 44 | 9 | 10 | 36 Months | NO
585-0006 | Pump,12Vdc Pedestal/Aquanot | Pump,12Vdc Pedestal/Aquanot | https://www.zoellerpumps.com/en-us/products/back-up/battery-powered/aquanot-585 | EA | 1017 |  | 53514090524 | 20 | LB | 44 | 9 | 10 | 36 Months | NO
59-0001 | M59 115V/1Ph/cCSAus | M59 115V/1Ph/cCSAus/UL | https://www.zoellerpumps.com/en-us/products/submersible-pumps/50-series | EA | 3009 |  | 53514024406 | 33 | LB | 10.25 | 7.75 | 10.25 | 12 Months | NO
59-0002 | N59 115V/1Ph/cCSAus | N59 115V/1Ph/cCSAus/UL | https://www.zoellerpumps.com/en-us/products/submersible-pumps/50-series | EA | 2981 |  | 53514024413 | 29 | LB | 10.25 | 7.75 | 10.25 | 12 Months | NO
59-0003 | D59 230V/1Ph/cCSAus | D59 230V/1Ph/cCSAus/UL | https://www.zoellerpumps.com/en-us/products/submersible-pumps/50-series | EA | 3140 |  | 53514024420 | 33 | LB | 10.25 | 7.75 | 10.25 | 12 Months | NO
59-0004 | E59 230V/1Ph/cCSAus | E59 230V/1Ph/UL/cCSAus | https://www.zoellerpumps.com/en-us/products/submersible-pumps/50-series | EA | 3106 |  | 53514024437 | 29 | LB | 10.25 | 7.75 | 10.25 | 12 Months | NO
59-0005 | M59 115V/1Ph/Extra Duty | M59 115V/1Ph/Extra Duty | https://www.zoellerpumps.com/en-us/products/submersible-pumps/50-series | EA | 3044 |  | 53514024444 | 30 | LB | 10.25 | 7.75 | 10.25 | 12 Months | NO
59-0006 | M59 25'Cd/115V/1Ph/cCSAus | M59 25'Cd/115V/1Ph/UL/cCSAus | https://www.zoellerpumps.com/en-us/products/submersible-pumps/50-series | EA | 3059 |  | 53514024451 | 32 | LB | 10.25 | 7.75 | 10.25 | 12 Months | NO
59-0007 | M59 15'Cd/115V/1Ph/cCSAus | M59 15'Cd/115V/1Ph/cCSAus/UL | https://www.zoellerpumps.com/en-us/products/submersible-pumps/50-series | EA | 3029 |  | 53514024468 | 30 | LB | 10.25 | 7.75 | 10.25 | 12 Months | NO
59-0008 | D59 230V/1Ph/Extra Duty | D59 230V/1Ph/Extra Duty | https://www.zoellerpumps.com/en-us/products/submersible-pumps/50-series | EA | 3175 |  | 53514024475 | 30 | LB | 10.25 | 7.75 | 10.25 | 12 Months | NO
59-0018 | N59 115V/1Ph/Extra Duty | N59 115V/1Ph/Extra Duty | https://www.zoellerpumps.com/en-us/products/submersible-pumps/50-series | EA | 3016 |  | 53514024567 | 29 | LB | 10.25 | 7.75 | 10.25 | 12 Months | NO
59-0020 | M59 35'Cd/115V/1Ph/cCSAus | M59 35'Cd/115V/1Ph/UL/cCSAus | https://www.zoellerpumps.com/en-us/products/submersible-pumps/50-series | EA | 3084 |  | 53514024581 | 35 | LB | 10.25 | 7.75 | 10.25 | 12 Months | NO
59-0021 | N59 25'Cd/115V/1Ph/cCSAus | N59 25'Cd/115V/1Ph/UL/cCSAus | https://www.zoellerpumps.com/en-us/products/submersible-pumps/50-series | EA | 3031 |  | 53514045180 | 31 | LB | 10.25 | 7.75 | 10.25 | 12 Months | NO
59-0022 | N59 35'Cd/115V/1Ph/cCSAus | N59 35'Cd/115V/1Ph/UL/cCSAus | https://www.zoellerpumps.com/en-us/products/submersible-pumps/50-series | EA | 3056 |  | 53514065348 | 33 | LB | 10.25 | 7.75 | 10.25 | 12 Months | NO
59-0024 | D59 25' Cd/230V/1Ph/cCSAus | D59 25' Cd/230V/1Ph/cCSAus/UL | https://www.zoellerpumps.com/en-us/products/submersible-pumps/50-series | EA | 3190 |  | 53514167219 | 33 | LB | 10.25 | 7.75 | 10.25 | 12 Months | NO
59-0025 | D59 50'Cd/230V/1P/cCSAus | D59 50'Cd/230V/1P/cCSAus/UL | https://www.zoellerpumps.com/en-us/products/submersible-pumps/50-series | EA | 3240 |  | 53514167332 | 36 | LB | 10.25 | 7.75 | 10.25 | 12 Months | NO
6030-0082 | Valve,Plug 2" Threaded W-Hand Lever | Valve,Plug 2" Threaded W-Hand Lever | https://www.zoellerpumps.com/en-us/products/check-valves/heavy-duty | EA | 621 |  | 53514143107 | 12 | LB | 10.5 | 7.25 | 9 | 12 Months | NO
6030-0083 | Valve,Plug 3" Threaded W-Hand Lever | Valve,Plug 3" Threaded W-Hand Lever | https://www.zoellerpumps.com/en-us/products/check-valves/heavy-duty | EA | 1517 |  | 53514143114 | 45 | LB | 16.5 | 11 | 13.5 | 12 Months | NO
6030-0084 | Valve,Plug 2.5" Flanged W-Hand Lever | Valve,Plug 2.5" Flanged W-Hand Lever | https://www.zoellerpumps.com/en-us/products/check-valves/heavy-duty | EA | 1500 |  | 53514143121 | 45 | LB | 16.5 | 11 | 13.5 | 12 Months | NO
6030-0085 | Valve,Plug 3" Flanged W-Hand Lever | Valve,Plug 3" Flanged W-Hand Lever | https://www.zoellerpumps.com/en-us/products/check-valves/heavy-duty | EA | 2029 |  | 53514143138 | 53 | LB | 16.5 | 11 | 13.5 | 12 Months | NO
6030-0086 | Valve,Plug 4"Flanged W-Hand Lever | Valve,Plug 4"Flanged W-Hand Lever | https://www.zoellerpumps.com/en-us/products/check-valves/heavy-duty | EA | 2176 |  | 53514143145 | 66 | LB | 20.5 | 12 | 14.75 | 12 Months | NO
6030-0087 | Valve,Plug 6" Flanged W-Hand Lever | Valve,Plug 6" Flanged W-Hand Lever | https://www.zoellerpumps.com/en-us/products/check-valves/heavy-duty | EA | 2242 |  | 53514143152 | 102 | LB | 20.5 | 12 | 14.75 | 12 Months | NO
6030-0088 | Valve,Plug 8" Flanged W-Hand Lever | Valve,Plug 8" Flanged W-Hand Lever | https://www.zoellerpumps.com/en-us/products/check-valves/heavy-duty | EA | 2978 |  | 53514143169 | 172 | LB | 20.5 | 12 | 14.75 | 12 Months | NO
6030-0160 | Valve,Unicheck-3" Ci Zep | Valve,Unicheck-3" Ci Zep | https://www.zoellerpumps.com/en-us/products/check-valves/heavy-duty | EA | 230 |  | 53514039523 | 18 | LB | 9 | 7 | 7 | 12 Months | NO
6030-0180 | Valve,Unicheck-6" C.I./Flanged | Valve,Unicheck-6" C.I. | https://www.zoellerpumps.com/en-us/products/check-valves/heavy-duty | EA | 2203 |  | 53514044954 | 134 | LB | 20.5 | 12 | 14.75 | 12 Months | NO
6030-0190 | Valve,Unicheck-8" C.I./Flanged | Valve,Unicheck-8" C.I. | https://www.zoellerpumps.com/en-us/products/check-valves/heavy-duty | EA | 3209 |  | 53514055059 | 200 | LB | 20.5 | 12 | 14.75 | 12 Months | NO
6030-0194 | Elbow,4" W.W. | Elbow,4" W.W. | https://www.zoellerpumps.com/en-us/products/accessories/rail-systems#sales-and-marketing | EA | 348 |  | 53514044961 | 41 | LB | 12.5 | 10 | 11 | 12 Months | NO
6030-0195 | Elbow,6" C.I. W.W. | Elbow,6" C.I. W.W. | https://www.zoellerpumps.com/en-us/products/accessories/rail-systems#sales-and-marketing | EA | 645 |  | 53514044978 | 68 | LB | 20.5 | 12 | 14.75 | 12 Months | NO
6030-0196 | Elbow,Flanged 8" C.I. | Elbow,Flanged 8" C.I. | https://www.zoellerpumps.com/en-us/products/accessories/rail-systems#sales-and-marketing | EA | 708 |  | 53514055066 | 107 | LB | 20.5 | 12 | 14.75 | 12 Months | NO
6030-0197 | Valve,Unicheck-2.5" C.I./Flanged | Valve,Unicheck-2.5" C.I. | https://www.zoellerpumps.com/en-us/products/check-valves/cast-iron-plastic | EA | 1173 |  | 53514114084 | 29 | LB | 10 | 7.5 | 8.5 | 12 Months | NO
6030-0198 | Valve,Unicheck-3" C.I./Dewatering Only | Valve,Unicheck-3" C.I./Dewatering Only | https://www.zoellerpumps.com/en-us/products/check-valves/cast-iron-plastic | EA | 689 |  | 53514114091 | 41 | LB | 12.5 | 10 | 11 | 12 Months | NO
6030-0200 | Elbow,Flanged 2.5" C.I. WW | Elbow,Flanged 2.5" C.I. WW | https://www.zoellerpumps.com/en-us/products/check-valves/cast-iron-plastic | EA | 254 |  | 53514114640 | 20 | LB | 12.5 | 10 | 11 | 12 Months | NO
6030-0201 | Elbow,Flanged 3" C.I. WW | Elbow,Flanged 3" C.I. WW | https://www.zoellerpumps.com/en-us/products/check-valves/cast-iron-plastic | EA | 289 |  | 53514114633 | 25 | LB | 12.5 | 10 | 11 | 12 Months | NO
6030-0202 | Valve,Unicheck-3" C.I./Flanged | Valve,Unicheck-3" C.I. | https://www.zoellerpumps.com/en-us/products/check-valves/cast-iron-plastic | EA | 1494 |  | 53514122942 | 41 | LB | 12.5 | 10 | 11 | 12 Months | NO
6030-0203 | Valve,Unicheck-4" C.I./Flanged | Valve,Unicheck-4" C.I. | https://www.zoellerpumps.com/en-us/products/check-valves/cast-iron-plastic | EA | 2259 |  | 53514122959 | 65 | LB | 12.5 | 10 | 11 | 12 Months | NO
6030-0205 | Reducer,Eccentric Flang ED 8" To 6" C.I. | Reducer,Eccentric Flang ED 8" To 6" C.I. | https://www.zoellerpumps.com/en-us/products/accessories/rail-systems#sales-and-marketing | EA | 1116 |  | 53514197766 | 75 | LB | 12.5 | 10 | 11 | 12 Months | NO
6030-0211 | Valve,Plug 2" Flanged W-Hand Lever | Valve,Plug 2" Flanged W-Hand Lever | https://www.zoellerpumps.com/en-us/products/accessories/rail-systems#sales-and-marketing | EA | 1833 |  | 53514428686 | 45 | LB | 14.125 | 7.5 | 7.5 | 12 Months | NO
6030-0212 | Valve,Unicheck-2" C.I./Flanged | Valve,Unicheck-2" C.I./Flanged | https://www.zoellerpumps.com/en-us/products/accessories/rail-systems#sales-and-marketing | EA | 1043 |  | 53514428709 | 27 | LB | 6 | 5.18 | 8 | 12 Months | NO
6039-0014 | Guide Rail Asm-Intmed SS4" | Guide Rail Asm-Intmed SS4" | https://www.zoellerpumps.com/en-us/products/accessories/rail-systems#sales-and-marketing | EA | 689 |  | 53514053628 | 8 | LB | 20.5 | 12 | 14.75 | 12 Months | NO
6039-0021 | Guide Rail Asm-Intmed S.S. 6" | Guide Rail Asm-Intmed S.S. 6" | https://www.zoellerpumps.com/en-us/products/accessories/rail-systems#sales-and-marketing | EA | 682 |  | 53514040727 | 9 | LB | 20.5 | 12 | 14.75 | 12 Months | NO
6039-0026 | Cable,Choker/SS/180 Fr/.25"Dia | Cable,Choker/SS/180 Fr/.25"Dia | https://www.zoellerpumps.com/en-us/products/accessories/rail-systems#sales-and-marketing | EA | 145 |  | 53514040369 | 1 | LB | 9 | 7 | 7 | 12 Months | NO
6039-0027 | Cable,Choker/Galv/180 Fr/.25"Dia | Cable,Choker/Galv/180 Fr/.25"Dia | https://www.zoellerpumps.com/en-us/products/accessories/rail-systems#sales-and-marketing | EA | 122 |  | 53514040376 | 1 | LB | 9 | 7 | 7 | 12 Months | NO
6039-0028 | Cable,Lifting&Choker/Perm/SS/10'Lg/.25"Dia | Cable,Lifting&Choker/Perm/SS/10'Lg/.25"Dia | https://www.zoellerpumps.com/en-us/products/accessories/rail-systems#sales-and-marketing | EA | 448 |  | 53514040383 | 4 | LB | 9 | 7 | 7 | 12 Months | NO
6039-0029 | Cable,Lifting&Choker/Perm/Galv/10'Lg/180Fr | Cable,Lifting&Choker/Perm/Galv/10'Lg/180Fr | https://www.zoellerpumps.com/en-us/products/accessories/rail-systems#sales-and-marketing | EA | 386 |  | 53514040390 | 4 | LB | 9 | 7 | 7 | 12 Months | NO
6039-0030 | Cable,Lifting&Choker/Rmv/SS/10'Lg/180 Fr/.25"Dia | Cable,Lifting&Choker/Rmv/SS/10'Lg/180 Fr/.25"Dia | https://www.zoellerpumps.com/en-us/products/accessories/rail-systems#sales-and-marketing | EA | 678 |  | 53514040406 | 5 | LB | 9 | 7 | 7 | 12 Months | NO
6039-0031 | Cable,Lifting&Choker/Rmv/Galv/10'Lg/180 Fr/.25"D | Cable,Lifting&Choker/Rmv/Galv/10'Lg/180 Fr/.25"D | https://www.zoellerpumps.com/en-us/products/accessories/rail-systems#sales-and-marketing | EA | 475 |  | 53514040413 | 5 | LB | 9 | 7 | 7 | 12 Months | NO
6039-0032 | Cable,Lifting&Choker/Perm/SS/15'Lg/.25"Dia | Cable,Lifting&Choker/Perm/SS/15'Lg/.25"Dia | https://www.zoellerpumps.com/en-us/products/accessories/rail-systems#sales-and-marketing | EA | 464 |  | 53514040185 | 6 | LB | 9 | 7 | 7 | 12 Months | NO
6039-0035 | Elbow,Dry Pit 4"X6" | Elbow,Dry Pit 4"X6" | https://www.zoellerpumps.com/en-us/products/accessories/rail-systems#sales-and-marketing | EA | 2237 |  | 53514043704 | 120 | LB | 9 | 7 | 7 | 12 Months | NO
6039-0042 | Bail,Lifting Rigid 250 Frame/(Zep) | Bail,Lifting Rigid 250 Frame/(Zep) | https://www.zoellerpumps.com/en-us/products/accessories/rail-systems#sales-and-marketing | EA | 696 |  | 53514056537 | 5 | LB | 9 | 7 | 7 | 12 Months | NO
6039-0048 | Adapter,4" Flygt Guide Rail | Adapter,4" Flygt Guide Rail | https://www.zoellerpumps.com/en-us/products/accessories/rail-systems#sales-and-marketing | EA | 532 |  | 53514059934 | 27 | LB | 9 | 7 | 7 | 12 Months | NO
6039-0053 | Adapter,6" Flygt Guide Rail | Adapter,6" Flygt Guide Rail | https://www.zoellerpumps.com/en-us/products/accessories/rail-systems#sales-and-marketing | EA | 737 |  | 53514063115 | 36 | LB | 9 | 7 | 7 | 12 Months | NO
6039-0061 | Cable,Lifting&Choker/Perm/SS/25'Lg/.25"Dia | Cable,Lifting&Choker/Perm/SS/25'Lg/.25"Dia | https://www.zoellerpumps.com/en-us/products/accessories/rail-systems#sales-and-marketing | EA | 509 |  | 53514086640 | 8 | LB | 9 | 7 | 7 | 12 Months | NO
6039-0062 | Cable,Lifting&Choker/Perm/SS/20'Lg/.25"Dia | Cable,Lifting&Choker/Perm/SS/20'Lg/.25"Dia | https://www.zoellerpumps.com/en-us/products/accessories/rail-systems#sales-and-marketing | EA | 492 |  | 53514087258 | 7 | LB | 9 | 7 | 7 | 12 Months | NO
6039-0063 | Cable,Lifting&Choker/Perm/Galv/20'Lg/180Fr | Cable,Lifting&Choker/Perm/Galv/20'Lg/180Fr | https://www.zoellerpumps.com/en-us/products/accessories/rail-systems#sales-and-marketing | EA | 383 |  | 53514087760 | 7 | LB | 9 | 7 | 7 | 12 Months | NO
6039-0068 | Cable,Lifting&Choker/Perm/SS/30'Lg/.25"Dia | Cable,Lifting&Choker/Perm/SS/30'Lg/.25"Dia | https://www.zoellerpumps.com/en-us/products/accessories/rail-systems#sales-and-marketing | EA | 527 |  | 53514101336 | 9 | LB | 9 | 7 | 7 | 12 Months | NO
6039-0069 | Plate,Adapter Ebarra 6" Rail System |  | Plate,Adapter Ebarra 6" Rail System | EA | 1119 |  | 53514111564 | 50 | LB | 9 | 7 | 7 | 12 Months | NO
6039-0070 | Adapter,3" Flygt Guide Rail | Adapter,3" Flygt Guide Rail | https://www.zoellerpumps.com/en-us/products/accessories/rail-systems#sales-and-marketing | EA | 506 |  | 53514118969 | 22 | LB | 9 | 7 | 7 | 12 Months | NO
6039-0071 | Kit,Adapter/140Grnd (SEE NOTES) Meyers/2.5" FLG/Hor-D Rail | Kit,Adapter/140Grnd/Meyers/2.5"FLG/Hor-D Rail | https://www.zoellerpumps.com/en-us/products/accessories/rail-systems#sales-and-marketing | EA | 452 |  | 53514118785 | 3 | LB | 9 | 7 | 7 | 12 Months | NO
6039-0072 | Disconnect Sys,Rail 6" Cast Iron | Disconnect Sys,Rail 6" Cast Iron | https://www.zoellerpumps.com/en-us/products/accessories/rail-systems#sales-and-marketing | EA | 3484 |  | 53514120603 | 206 | LB | 20.5 | 12 | 14.75 | 12 Months | NO
6039-0073 | Disconnect Sys,Rail 6" Brass | Disconnect Sys,Rail 6" Brass | https://www.zoellerpumps.com/en-us/products/accessories/rail-systems#sales-and-marketing | EA | 7000 |  | 53514122201 | 211 | LB | 20.5 | 12 | 14.75 | 12 Months | NO
6039-0094 | Cable,Lifting/Rmv/3/8" dia./SS/16'Lg/Zinc Plated Conn | Cable,Lifting/Rmv/SS/16'Lg/Zinc Plated Conn | https://www.zoellerpumps.com/en-us/products/accessories/rail-systems#sales-and-marketing | EA | 471 |  | 53514182250 | 5 | LB | 9 | 7 | 7 | 12 Months | NO
6039-0097 | Cable,Lifting/Rmv/3/8" dia./SS/30'Lg/Zinc Plated Conn | Cable,Lifting/Rmv/SS/30'Lg/Zinc Plated Conn | https://www.zoellerpumps.com/en-us/products/accessories/rail-systems#sales-and-marketing | EA | 598 |  | 53514187927 | 9 | LB | 9 | 7 | 7 | 12 Months | NO
6039-0098 | Cable,Lifting/Rmv/3/8" dia./SS/25'Lg/Zinc Plated Conn | Cable,Lifting/Rmv/SS/25'Lg/Zinc Plated Conn | https://www.zoellerpumps.com/en-us/products/accessories/rail-systems#sales-and-marketing | EA | 571 |  | 53514193232 | 6 | LB | 9 | 7 | 7 | 12 Months | NO
6039-0100 | Cable,Lifting/Rmv/3/8" dia./SS/50'Lg/Zinc Plated Conn |  |  | EA | 694 |  | 53514209056 | 16 | LB | 9 | 7 | 7 | 12 Months | NO
6039-0105 | Cable,Lifting/Rmv/3/8" dia./SS/20'Lg/Zinc Plated Conn |  |  | EA | 521 |  | 53514289416 | 5 | LB | 9 | 7 | 7 | 12 Months | NO
611-0004 | E611 230V/1Ph/1750/1.0 Bhp/3"Vert-D | E611 230V/1Ph/1750/1.0 Bhp/3"Vert-D | https://www.zoellerpumps.com/en-us/products/sewage-pumps/commercial/600-series | EA | 4886 |  | 53514116194 | 245 | LB | 45 | 24.5 | 32.75 | 12 Months | NO
611-0005 | E611 230V/1Ph/1750/1.0 Bhp/4"D | E611 230V/1Ph/1750/1.0 Bhp/4"D | https://www.zoellerpumps.com/en-us/products/sewage-pumps/commercial/600-series | EA | 4886 |  | 53514116200 | 245 | LB | 45 | 24.5 | 32.75 | 12 Months | NO
611-0006 | J611 200V/3Ph/1750/1.0 Bhp/3" Vert-D | J611 200V/3Ph/1750/1.0 Bhp/3" Vert-D | https://www.zoellerpumps.com/en-us/products/sewage-pumps/commercial/600-series | EA | 4377 |  | 53514116217 | 245 | LB | 45 | 24.5 | 32.75 | 12 Months | NO
611-0007 | J611 200V/3Ph/1750/1.0 Bhp/4"D | J611 200V/3Ph/1750/1.0 Bhp/4"D | https://www.zoellerpumps.com/en-us/products/sewage-pumps/commercial/600-series | EA | 4377 |  | 53514116224 | 245 | LB | 45 | 24.5 | 32.75 | 12 Months | NO
611-0008 | F611 230V/3Ph/1750/1.0 Bhp/3" Vert-D | F611 230V/3Ph/1750/1.0 Bhp/3" Vert-D | https://www.zoellerpumps.com/en-us/products/sewage-pumps/commercial/600-series | EA | 4377 |  | 53514116231 | 245 | LB | 45 | 24.5 | 32.75 | 12 Months | NO
611-0009 | F611 230V/3Ph/1750/1.0 Bhp/4"D | F611 230V/3Ph/1750/1.0 Bhp/4"D | https://www.zoellerpumps.com/en-us/products/sewage-pumps/commercial/600-series | EA | 4377 |  | 53514116279 | 245 | LB | 45 | 24.5 | 32.75 | 12 Months | NO
611-0010 | G611 460V/3Ph/1750/1.0 Bhp/3" Vert-D | G611 460V/3Ph/1750/1.0 Bhp/3" Vert-D | https://www.zoellerpumps.com/en-us/products/sewage-pumps/commercial/600-series | EA | 4377 |  | 53514116309 | 245 | LB | 45 | 24.5 | 32.75 | 12 Months | NO
611-0011 | G611 460V/3Ph/1750/1.0 Bhp/4"D | G611 460V/3Ph/1750/1.0 Bhp/4"D | https://www.zoellerpumps.com/en-us/products/sewage-pumps/commercial/600-series | EA | 4377 |  | 53514116316 | 245 | LB | 45 | 24.5 | 32.75 | 12 Months | NO
611-0012 | BA611 575V/3Ph/1750/1.0 Bhp/3" Vert-D | BA611 575V/3Ph/1750/1.0 Bhp/3" Vert-D | https://www.zoellerpumps.com/en-us/products/sewage-pumps/commercial/600-series | EA | 4547 |  | 53514116323 | 245 | LB | 45 | 24.5 | 32.75 | 12 Months | NO
611-0013 | BA611 575V/3Ph/1750/1.0 Bhp/4"D | BA611 575V/3Ph/1750/1.0 Bhp/4"D | https://www.zoellerpumps.com/en-us/products/sewage-pumps/commercial/600-series | EA | 4547 |  | 53514116330 | 245 | LB | 45 | 24.5 | 32.75 | 12 Months | NO
611-0014 | F611 50'Cd/230V/3Ph/1750/1.0Bhp/3" Vert-D | F611 50'Cd/230V/3Ph/1750/1.0Bhp/3" Vert-D | https://www.zoellerpumps.com/en-us/products/sewage-pumps/commercial/600-series | EA | 4547 |  | 53514135850 | 245 | LB | 45 | 24.5 | 32.75 | 12 Months | NO
611-0015 | F611 75'Cd/230V/3Ph/1750/1.0Bhp/3" Vert-D | F611 75'Cd/230V/3Ph/1750/1.0Bhp/3" Vert-D | https://www.zoellerpumps.com/en-us/products/sewage-pumps/commercial/600-series | EA | 4652 |  | 53514135867 | 245 | LB | 45 | 24.5 | 32.75 | 12 Months | NO
611-0016 | F611 230V/3Ph/1750/1.0 Bhp/3"Hor-D | F611 230V/3Ph/1750/1.0 Bhp/3"Hor-D | https://www.zoellerpumps.com/en-us/products/sewage-pumps/commercial/600-series | EA | 4377 |  | 53514136499 | 245 | LB | 45 | 24.5 | 32.75 | 12 Months | NO
611-0017 | E611 50'Cd/230V/1Ph/1750/1.0Bhp/3" Vert-D | E611 50'Cd/230V/1Ph/1750/1.0Bhp/3" Vert-D | https://www.zoellerpumps.com/en-us/products/sewage-pumps/commercial/600-series | EA | 5056 |  | 53514140106 | 245 | LB | 45 | 24.5 | 32.75 | 12 Months | NO
611-0018 | EX611 230V/1Ph/1750/1.0Bhp/3" Vert-D/Ex Pr | EX611 230V/1Ph/1750/1.0Bhp/3" Vert-D/Ex Pr | https://www.zoellerpumps.com/en-us/products/sewage-pumps/commercial/600-series | EA | 7276 |  | 53514155322 | 295 | LB | 45 | 24.5 | 32.75 | 12 Months | NO
611-0019 | EX611 230V/1Ph/1750/1.0Bhp/3"Hor-D/Ex Pr | EX611 230V/1Ph/1750/1.0Bhp/3"Hor-D/Ex Pr | https://www.zoellerpumps.com/en-us/products/sewage-pumps/commercial/600-series | EA | 7276 |  | 53514157135 | 295 | LB | 45 | 24.5 | 32.75 | 12 Months | NO
611-0020 | EX611 230V/1Ph/1750/1.0Bhp/4"D/Ex Pr | EX611 230V/1Ph/1750/1.0Bhp/4"D/Ex Pr | https://www.zoellerpumps.com/en-us/products/sewage-pumps/commercial/600-series | EA | 7047 |  | 53514157142 | 295 | LB | 45 | 24.5 | 32.75 | 12 Months | NO
611-0021 | JX611 200V/3Ph/1750/1.0Bhp/3" Vert-D/Ex Pr | JX611 200V/3Ph/1750/1.0Bhp/3" Vert-D/Ex Pr | https://www.zoellerpumps.com/en-us/products/sewage-pumps/commercial/600-series | EA | 6767 |  | 53514157159 | 295 | LB | 45 | 24.5 | 32.75 | 12 Months | NO
611-0022 | JX611 200V/3Ph/1750/1.0Bhp/3"Hor-D/Ex Pr | JX611 200V/3Ph/1750/1.0Bhp/3"Hor-D/Ex Pr | https://www.zoellerpumps.com/en-us/products/sewage-pumps/commercial/600-series | EA | 6767 |  | 53514157173 | 295 | LB | 45 | 24.5 | 32.75 | 12 Months | NO
611-0023 | JX611 200V/3Ph/1750/1.0Bhp/4"D/Ex Pr | JX611 200V/3Ph/1750/1.0Bhp/4"D/Ex Pr | https://www.zoellerpumps.com/en-us/products/sewage-pumps/commercial/600-series | EA | 6538 |  | 53514157180 | 295 | LB | 45 | 24.5 | 32.75 | 12 Months | NO
611-0024 | FX611 230V/3Ph/1750/1.0Bhp/3" Vert-D/Ex Pr | FX611 230V/3Ph/1750/1.0Bhp/3" Vert-D/Ex Pr | https://www.zoellerpumps.com/en-us/products/sewage-pumps/commercial/600-series | EA | 6767 |  | 53514157197 | 295 | LB | 45 | 24.5 | 32.75 | 12 Months | NO
611-0025 | FX611 230V/3Ph/1750/1.0Bhp/3"Hor-D/Ex Pr | FX611 230V/3Ph/1750/1.0Bhp/3"Hor-D/Ex Pr | https://www.zoellerpumps.com/en-us/products/sewage-pumps/commercial/600-series | EA | 6767 |  | 53514157203 | 295 | LB | 45 | 24.5 | 32.75 | 12 Months | NO
611-0026 | FX611 230V/3Ph/1750/1.0Bhp/4"D/Ex Pr | FX611 230V/3Ph/1750/1.0Bhp/4"D/Ex Pr | https://www.zoellerpumps.com/en-us/products/sewage-pumps/commercial/600-series | EA | 6538 |  | 53514157210 | 295 | LB | 45 | 24.5 | 32.75 | 12 Months | NO
611-0027 | GX611 460V/3Ph/1750/1.0Bhp/3" Vert-D/Ex Pr | GX611 460V/3Ph/1750/1.0Bhp/3" Vert-D/Ex Pr | https://www.zoellerpumps.com/en-us/products/sewage-pumps/commercial/600-series | EA | 6767 |  | 53514157227 | 295 | LB | 45 | 24.5 | 32.75 | 12 Months | NO
611-0028 | GX611 460V/3Ph/1750/1.0Bhp/3"Hor-D/Ex Pr | GX611 460V/3Ph/1750/1.0Bhp/3"Hor-D/Ex Pr | https://www.zoellerpumps.com/en-us/products/sewage-pumps/commercial/600-series | EA | 6767 |  | 53514157234 | 295 | LB | 45 | 24.5 | 32.75 | 12 Months | NO
611-0029 | GX611 460V/3Ph/1750/1.0Bhp/4"D/Ex Pr | GX611 460V/3Ph/1750/1.0Bhp/4"D/Ex Pr | https://www.zoellerpumps.com/en-us/products/sewage-pumps/commercial/600-series | EA | 6538 |  | 53514157258 | 295 | LB | 45 | 24.5 | 32.75 | 12 Months | NO
611-0030 | BAX611 575V/3Ph/1750/1.0Bhp/3" Vert-D/Ex Pr | BAX611 575V/3Ph/1750/1.0Bhp/3" Vert-D/Ex Pr | https://www.zoellerpumps.com/en-us/products/sewage-pumps/commercial/600-series | EA | 6937 |  | 53514157265 | 295 | LB | 45 | 24.5 | 32.75 | 12 Months | NO
611-0031 | BAX611 575V/3Ph/1750/1.0Bhp/3"Hor-D/Ex Pr | BAX611 575V/3Ph/1750/1.0Bhp/3"Hor-D/Ex Pr | https://www.zoellerpumps.com/en-us/products/sewage-pumps/commercial/600-series | EA | 6937 |  | 53514157272 | 295 | LB | 45 | 24.5 | 32.75 | 12 Months | NO
611-0032 | BAX611 575V/3Ph/1750/1.0Bhp/4"D/Ex Pr | BAX611 575V/3Ph/1750/1.0Bhp/4"D/Ex Pr | https://www.zoellerpumps.com/en-us/products/sewage-pumps/commercial/600-series | EA | 6708 |  | 53514157289 | 295 | LB | 45 | 24.5 | 32.75 | 12 Months | NO
611-0033 | J611 35'Cd/200V/3Ph/1750/1.0Bhp/3" Vert-D | J611 35'Cd/200V/3Ph/1750/1.0Bhp/3" Vert-D | https://www.zoellerpumps.com/en-us/products/sewage-pumps/commercial/600-series | EA | 4487 |  | 53514160630 | 245 | LB | 45 | 24.5 | 32.75 | 12 Months | NO
611-0034 | E611 230V/1Ph/1750/1.0 Bhp/3"Hor-D | E611 230V/1Ph/1750/1.0 Bhp/3"Hor-D | https://www.zoellerpumps.com/en-us/products/sewage-pumps/commercial/600-series | EA | 4886 |  | 53514187330 | 245 | LB | 45 | 24.5 | 32.75 | 12 Months | NO
611-0035 | G611 460V/3Ph/1750/1.0 Bhp/3"Hor-D | G611 460V/3Ph/1750/1.0 Bhp/3"Hor-D | https://www.zoellerpumps.com/en-us/products/sewage-pumps/commercial/600-series | EA | 4377 |  | 53514203689 | 245 | LB | 45 | 24.5 | 32.75 | 12 Months | NO
611-0036 | E611 50'Cd/230V/1Ph/1750/1.0Bhp/4"D | E611 50'Cd/230V/1Ph/1750/1.0Bhp/4"D | https://www.zoellerpumps.com/en-us/products/sewage-pumps/commercial/600-series | EA | 5056 |  | 53514206512 | 245 | LB | 45 | 24.5 | 32.75 | 12 Months | NO
611-0037 | GX611 50"Cd/460V/3Ph/1750/1.0Bhp/3" Vert-D/Ex Pr | GX611 50"Cd/460V/3Ph/1750/1.0Bhp/3" Vert-D/Ex Pr | https://www.zoellerpumps.com/en-us/products/sewage-pumps/commercial/600-series | EA | 6937 |  | 53514208004 | 295 | LB | 45 | 24.5 | 32.75 | 12 Months | NO
611-0038 | J611 200V/3Ph/1750/1.0 Bhp/3" Hor-D | J611 200V/3Ph/1750/1.0 Bhp/3" Hor-D | https://www.zoellerpumps.com/en-us/products/sewage-pumps/commercial/600-series | EA | 4377 |  | 53514216917 | 245 | LB | 45 | 24.5 | 32.75 | 12 Months | NO
611-0039 | JX611 35'Cd/200V/3Ph/1750/1.0Bhp/4"D/Ex Pr | JX611 35'Cd/200V/3Ph/1750/1.0Bhp/4"D/Ex Pr | https://www.zoellerpumps.com/en-us/products/sewage-pumps/commercial/600-series | EA | 6648 |  | 53514285500 | 295 | LB | 45 | 24.5 | 32.75 | 12 Months | NO
611-0040 | JX611 50'Cd/200V/3Ph/1750/1.0Bhp/4"D/Ex Pr | JX611 50'Cd/200V/3Ph/1750/1.0Bhp/4"D/Ex Pr | https://www.zoellerpumps.com/en-us/products/sewage-pumps/commercial/600-series | EA | 6708 |  | 53514332235 | 295 | LB | 45 | 24.5 | 32.75 | 12 Months | NO
611-0041 | G611 35'Cd/460V/3Ph/1750/1.0 Bhp/3"Vert-D | G611 35'Cd/460V/3Ph/1750/1.0 Bhp/3"Vert-D | https://www.zoellerpumps.com/en-us/products/sewage-pumps/commercial/600-series | EA | 4487 |  | 53514346607 | 245 | LB | 45 | 24.5 | 32.75 | 12 Months | NO
611-0042 | J611 50'Cd/200V/3Ph/1750/1.0Bhp/3" Vert-D | J611 50'Cd/200V/3Ph/1750/1.0Bhp/3" Vert-D | https://www.zoellerpumps.com/en-us/products/sewage-pumps/commercial/600-series | EA | 4547 |  | 53514350468 | 245 | LB | 45 | 24.5 | 32.75 | 12 Months | NO
611-0043 | G611 35'Cd/460V/3Ph/1750/1.0 Bhp/3"Hor-D | G611 35'Cd/460V/3Ph/1750/1.0 Bhp/3"Hor-D | https://www.zoellerpumps.com/en-us/products/sewage-pumps/commercial/600-series | EA | 4487 |  | 53514352158 | 245 | LB | 45 | 24.5 | 32.75 | 12 Months | NO
611-0044 | BA611 575V/3Ph/1750/1.0 Bhp/3" Hor-D | BA611 575V/3Ph/1750/1.0 Bhp/3" Hor-D | https://www.zoellerpumps.com/en-us/products/sewage-pumps/commercial/600-series | EA | 4547 |  | 53514379681 | 245 | LB | 45 | 24.5 | 32.375 | 12 Months | NO
611-0045 | EX611 50'Cd/230V/1Ph/1750/1.0Bhp/3"Vert-D/Ex Pr | EX611 50'Cd/230V/1Ph/1750/1.0Bhp/3"Vert-D/Ex Pr | https://www.zoellerpumps.com/en-us/products/sewage-pumps/commercial/600-series | EA | 7446 |  | 53514391881 | 295 | LB | 45 | 24.5 | 32.75 | 12 Months | NO
611-0047 | G611 50'Cd/460V/3Ph/1750/1.0 Bhp/3"Hor-D | G611 50'Cd/460V/3Ph/1750/1.0 Bhp/3"Hor-D | https://www.zoellerpumps.com/en-us/products/sewage-pumps/commercial/600-series | EA | 4547 |  | 53514422899 | 245 | LB | 45 | 24.5 | 32.75 | 12 Months | NO
611-0048 | E611 35'Cd/230V/1Ph/1750/1.0Bhp/4"D | E611 35'Cd/230V/1Ph/1750/1.0Bhp/4"D | https://www.zoellerpumps.com/en-us/products/sewage-pumps/commercial/600-series | EA | 4996 |  | 53514459161 | 245 | LB | 45 | 24.5 | 32.75 | 12 Months | NO
611-0049 | G611 50'Cd/460V/3Ph/1750/1.0 Bhp/4"D | G611 50'Cd/460V/3Ph/1750/1.0 Bhp/4"D | https://www.zoellerpumps.com/en-us/products/sewage-pumps/commercial/600-series | EA | 4547 |  | 53514472795 | 245 | LB | 45 | 24.5 | 32.75 | 12 Months | NO
621-0004 | E621 230V/1Ph/1750/1.5 Bhp/3"Vert-D | E621 230V/1Ph/1750/1.5 Bhp/3"Vert-D | https://www.zoellerpumps.com/en-us/products/sewage-pumps/commercial/600-series | EA | 5005 |  | 53514116347 | 245 | LB | 45 | 24.5 | 32.75 | 12 Months | NO
621-0005 | E621 230V/1Ph/1750/1.5 Bhp/4"D | E621 230V/1Ph/1750/1.5 Bhp/4"D | https://www.zoellerpumps.com/en-us/products/sewage-pumps/commercial/600-series | EA | 5005 |  | 53514116361 | 245 | LB | 45 | 24.5 | 32.75 | 12 Months | NO
621-0006 | J621 200V/3Ph/1750/1.5 Bhp/3"Vert-D | J621 200V/3Ph/1750/1.5 Bhp/3"Vert-D | https://www.zoellerpumps.com/en-us/products/sewage-pumps/commercial/600-series | EA | 4496 |  | 53514116378 | 245 | LB | 45 | 24.5 | 32.75 | 12 Months | NO
621-0007 | J621 200V/3Ph/1750/1.5 Bhp/4"D | J621 200V/3Ph/1750/1.5 Bhp/4"D | https://www.zoellerpumps.com/en-us/products/sewage-pumps/commercial/600-series | EA | 4496 |  | 53514116385 | 245 | LB | 45 | 24.5 | 32.75 | 12 Months | NO
621-0008 | F621 230V/3Ph/1750/1.5 Bhp/3"Vert-D | F621 230V/3Ph/1750/1.5 Bhp/3"Vert-D | https://www.zoellerpumps.com/en-us/products/sewage-pumps/commercial/600-series | EA | 4496 |  | 53514116392 | 245 | LB | 45 | 24.5 | 32.75 | 12 Months | NO
621-0009 | F621 230V/3Ph/1750/1.5 Bhp/4"D | F621 230V/3Ph/1750/1.5 Bhp/4"D | https://www.zoellerpumps.com/en-us/products/sewage-pumps/commercial/600-series | EA | 4496 |  | 53514116408 | 245 | LB | 45 | 24.5 | 32.75 | 12 Months | NO
621-0010 | G621 460V/3Ph/1750/1.5 Bhp/3"Vert-D | G621 460V/3Ph/1750/1.5 Bhp/3"Vert-D | https://www.zoellerpumps.com/en-us/products/sewage-pumps/commercial/600-series | EA | 4496 |  | 53514116415 | 245 | LB | 45 | 24.5 | 32.75 | 12 Months | NO
621-0011 | G621 460V/3Ph/1750/1.5 Bhp/4"D | G621 460V/3Ph/1750/1.5 Bhp/4"D | https://www.zoellerpumps.com/en-us/products/sewage-pumps/commercial/600-series | EA | 4496 |  | 53514116422 | 245 | LB | 45 | 24.5 | 32.75 | 12 Months | NO
621-0012 | BA621 575V/3Ph/1750/1.5 Bhp/3"Vert-D | BA621 575V/3Ph/1750/1.5 Bhp/3"Vert-D | https://www.zoellerpumps.com/en-us/products/sewage-pumps/commercial/600-series | EA | 4666 |  | 53514116439 | 245 | LB | 45 | 24.5 | 32.75 | 12 Months | NO
621-0013 | BA621 575V/3Ph/1750/1.5 Bhp/4"D | BA621 575V/3Ph/1750/1.5 Bhp/4"D | https://www.zoellerpumps.com/en-us/products/sewage-pumps/commercial/600-series | EA | 4666 |  | 53514116446 | 245 | LB | 45 | 24.5 | 32.75 | 12 Months | NO
621-0015 | E621 50'Cd/230V/1Ph/1750/1.5Bhp/3"Vert-D | E621 50'Cd/230V/1Ph/1750/1.5Bhp/3"Vert-D | https://www.zoellerpumps.com/en-us/products/sewage-pumps/commercial/600-series | EA | 5175 |  | 53514136468 | 245 | LB | 45 | 24.5 | 32.75 | 12 Months | NO
621-0016 | F621 230V/3P/1750/1.5Bhp/3"Hor-D | F621 230V/3P/1750/1.5Bhp/3"Hor-D | https://www.zoellerpumps.com/en-us/products/sewage-pumps/commercial/600-series | EA | 4496 |  | 53514138356 | 245 | LB | 45 | 24.5 | 32.75 | 12 Months | NO
621-0017 | G621 50'Cd/460V/3Ph/1750/1.5Bhp/3"Vert-D | G621 50'Cd/460V/3Ph/1750/1.5Bhp/3"Vert-D | https://www.zoellerpumps.com/en-us/products/sewage-pumps/commercial/600-series | EA | 4666 |  | 53514142254 | 245 | LB | 45 | 24.5 | 32.75 | 12 Months | NO
621-0018 | G621 460V/3Ph/1750/1.5Bhp/3"Hor-D | G621 460V/3Ph/1750/1.5Bhp/3"Hor-D | https://www.zoellerpumps.com/en-us/products/sewage-pumps/commercial/600-series | EA | 4496 |  | 53514146429 | 245 | LB | 45 | 24.5 | 32.75 | 12 Months | NO
621-0019 | J621 200V/3Ph/1750/1.5 Bhp/3"Hor-D/ | J621 200V/3Ph/1750/1.5 Bhp/3"Hor-D/ | https://www.zoellerpumps.com/en-us/products/sewage-pumps/commercial/600-series | EA | 4496 |  | 53514147372 | 245 | LB | 45 | 24.5 | 32.75 | 12 Months | NO
621-0020 | EX621 230V/1Ph/1750/1.5 Bhp/3"Vert-D/Ex Pr | EX621 230V/1Ph/1750/1.5 Bhp/3"Vert-D/Ex Pr | https://www.zoellerpumps.com/en-us/products/sewage-pumps/commercial/600-series | EA | 7399 |  | 53514155339 | 295 | LB | 45 | 24.5 | 32.75 | 12 Months | NO
621-0021 | EX621 230V/1Ph/1750/1.5 Bhp/3"Hor-D/Ex Pr | EX621 230V/1Ph/1750/1.5 Bhp/3"Hor-D/Ex Pr | https://www.zoellerpumps.com/en-us/products/sewage-pumps/commercial/600-series | EA | 7399 |  | 53514157302 | 295 | LB | 45 | 24.5 | 32.75 | 12 Months | NO
621-0022 | EX621 230V/1Ph/1750/1.5 Bhp/4"D/Ex Pr | EX621 230V/1Ph/1750/1.5 Bhp/4"D/Ex Pr | https://www.zoellerpumps.com/en-us/products/sewage-pumps/commercial/600-series | EA | 7399 |  | 53514157319 | 295 | LB | 45 | 24.5 | 32.75 | 12 Months | NO
621-0023 | JX621 200V/3Ph/1750/1.5 Bhp/3"Vert-D/Ex Pr | JX621 200V/3Ph/1750/1.5 Bhp/3"Vert-D/Ex Pr | https://www.zoellerpumps.com/en-us/products/sewage-pumps/commercial/600-series | EA | 6890 |  | 53514157326 | 295 | LB | 45 | 24.5 | 32.75 | 12 Months | NO
621-0024 | JX621 200V/3Ph/1750/1.5 Bhp/3"Hor-D/Ex Pr | JX621 200V/3Ph/1750/1.5 Bhp/3"Hor-D/Ex Pr | https://www.zoellerpumps.com/en-us/products/sewage-pumps/commercial/600-series | EA | 6890 |  | 53514157333 | 295 | LB | 45 | 24.5 | 32.75 | 12 Months | NO
621-0025 | JX621 200V/3Ph/1750/1.5 Bhp/4"D/Ex Pr | JX621 200V/3Ph/1750/1.5 Bhp/4"D/Ex Pr | https://www.zoellerpumps.com/en-us/products/sewage-pumps/commercial/600-series | EA | 6890 |  | 53514157340 | 295 | LB | 45 | 24.5 | 32.75 | 12 Months | NO
621-0026 | FX621 230V/3Ph/1750/1.5 Bhp/3"Vert-D/Ex Pr | FX621 230V/3Ph/1750/1.5 Bhp/3"Vert-D/Ex Pr | https://www.zoellerpumps.com/en-us/products/sewage-pumps/commercial/600-series | EA | 6890 |  | 53514157357 | 295 | LB | 45 | 24.5 | 32.75 | 12 Months | NO
621-0027 | FX621 230V/3Ph/1750/1.5 Bhp/3"Hor-D/Ex Pr | FX621 230V/3Ph/1750/1.5 Bhp/3"Hor-D/Ex Pr | https://www.zoellerpumps.com/en-us/products/sewage-pumps/commercial/600-series | EA | 6890 |  | 53514157401 | 295 | LB | 45 | 24.5 | 32.75 | 12 Months | NO
621-0028 | FX621 230V/3Ph/1750/1.5 Bhp/4"D/Ex Pr | FX621 230V/3Ph/1750/1.5 Bhp/4"D/Ex Pr | https://www.zoellerpumps.com/en-us/products/sewage-pumps/commercial/600-series | EA | 6890 |  | 53514157425 | 295 | LB | 45 | 24.5 | 32.75 | 12 Months | NO
621-0029 | GX621 460V/3Ph/1750/1.5 Bhp/3"Vert-D/Ex Pr | GX621 460V/3Ph/1750/1.5 Bhp/3"Vert-D/Ex Pr | https://www.zoellerpumps.com/en-us/products/sewage-pumps/commercial/600-series | EA | 6890 |  | 53514157449 | 295 | LB | 45 | 24.5 | 32.75 | 12 Months | NO
621-0030 | GX621 460V/3Ph/1750/1.5 Bhp/3"Hor-D/Ex Pr | GX621 460V/3Ph/1750/1.5 Bhp/3"Hor-D/Ex Pr | https://www.zoellerpumps.com/en-us/products/sewage-pumps/commercial/600-series | EA | 6890 |  | 53514157487 | 295 | LB | 45 | 24.5 | 32.75 | 12 Months | NO
621-0031 | GX621 460V/3Ph/1750/1.5 Bhp/4"D/Ex Pr | GX621 460V/3Ph/1750/1.5 Bhp/4"D/Ex Pr | https://www.zoellerpumps.com/en-us/products/sewage-pumps/commercial/600-series | EA | 6890 |  | 53514157548 | 295 | LB | 45 | 24.5 | 32.75 | 12 Months | NO
621-0032 | BAX621 575V/3Ph/1750/1.5Bhp/3"Vert-D/Ex Pr | BAX621 575V/3Ph/1750/1.5Bhp/3"Vert-D/Ex Pr | https://www.zoellerpumps.com/en-us/products/sewage-pumps/commercial/600-series | EA | 7060 |  | 53514157579 | 295 | LB | 45 | 24.5 | 32.75 | 12 Months | NO
621-0033 | BAX621 575V/3Ph/1750/1.5Bhp/3"Hor-D/Ex Pr | BAX621 575V/3Ph/1750/1.5Bhp/3"Hor-D/Ex Pr | https://www.zoellerpumps.com/en-us/products/sewage-pumps/commercial/600-series | EA | 7060 |  | 53514157593 | 295 | LB | 45 | 24.5 | 32.75 | 12 Months | NO
621-0034 | BAX621 575V/3Ph/1750/1.5Bhp/4"D/Ex Pr | BAX621 575V/3Ph/1750/1.5Bhp/4"D/Ex Pr | https://www.zoellerpumps.com/en-us/products/sewage-pumps/commercial/600-series | EA | 7060 |  | 53514157616 | 295 | LB | 45 | 24.5 | 32.75 | 12 Months | NO
621-0035 | J621 50'Cd/200V/3Ph/1750/1.5Bhp/4"D | J621 50'Cd/200V/3Ph/1750/1.5Bhp/4"D | https://www.zoellerpumps.com/en-us/products/sewage-pumps/commercial/600-series | EA | 4666 |  | 53514155124 | 245 | LB | 45 | 24.5 | 32.75 | 12 Months | NO
621-0036 | EX621 35'Cd/230V/1Ph/1750/1.5Bhp/3"Vert-D/Ex Pr | EX621 35'Cd/230V/1Ph/1750/1.5Bhp/3"Vert-D/Ex Pr | https://www.zoellerpumps.com/en-us/products/sewage-pumps/commercial/600-series | EA | 7509 |  | 53514162580 | 295 | LB | 45 | 24.5 | 32.75 | 12 Months | NO
621-0037 | E621 230V/1Ph/1750/1.5 Bhp/3"Hor-D | E621 230V/1Ph/1750/1.5 Bhp/3"Hor-D | https://www.zoellerpumps.com/en-us/products/sewage-pumps/commercial/600-series | EA | 5005 |  | 53514176136 | 245 | LB | 45 | 24.5 | 32.75 | 12 Months | NO
621-0038 | J621 50'Cd/200V/3Ph/1750/1.5Bhp/3"Hor-D | J621 50'Cd/200V/3Ph/1750/1.5Bhp/3"Hor-D | https://www.zoellerpumps.com/en-us/products/sewage-pumps/commercial/600-series | EA | 4666 |  | 53514182328 | 245 | LB | 45 | 24.5 | 32.75 | 12 Months | NO
621-0039 | E621 35'Cd/230V/1Ph/1750/1.5Bhp/4"D | E621 35'Cd/230V/1Ph/1750/1.5Bhp/4"D | https://www.zoellerpumps.com/en-us/products/sewage-pumps/commercial/600-series | EA | 5115 |  | 53514184841 | 245 | LB | 45 | 24.5 | 32.75 | 12 Months | NO
621-0040 | G621 50'Cd/460V/3Ph/1750/1.5Bhp/3"Hor-D | G621 50'Cd/460V/3Ph/1750/1.5Bhp/3"Hor-D | https://www.zoellerpumps.com/en-us/products/sewage-pumps/commercial/600-series | EA | 4666 |  | 53514187644 | 245 | LB | 45 | 24.5 | 32.75 | 12 Months | NO
621-0041 | E621 35'Cd/230V/1Ph/1750/1.5Bhp/3"Vert-D | E621 35'Cd/230V/1Ph/1750/1.5Bhp/3"Vert-D | https://www.zoellerpumps.com/en-us/products/sewage-pumps/commercial/600-series | EA | 5115 |  | 53514202040 | 245 | LB | 45 | 24.5 | 32.75 | 12 Months | NO
621-0042 | G621 50'Cd/460V/3Ph/1750/1.5Bhp/4"D | G621 50'Cd/460V/3Ph/1750/1.5Bhp/4"D | https://www.zoellerpumps.com/en-us/products/sewage-pumps/commercial/600-series | EA | 4666 |  | 53514204082 | 245 | LB | 45 | 24.5 | 32.75 | 12 Months | NO
621-0043 | JX621 50'Cd/200V/3P/1750/1.5Bhp/3"Vert-D/Ex Pr | JX621 50'Cd/200V/3P/1750/1.5Bhp/3"Vert-D/Ex Pr | https://www.zoellerpumps.com/en-us/products/sewage-pumps/commercial/600-series | EA | 7060 |  | 53514205461 | 295 | LB | 45 | 24.5 | 32.75 | 12 Months | NO
621-0044 | E621 50'Cd/230V/1Ph/1750/1.5Bhp/4"D | E621 50'Cd/230V/1Ph/1750/1.5Bhp/4"D | https://www.zoellerpumps.com/en-us/products/sewage-pumps/commercial/600-series | EA | 5175 |  | 53514206505 | 245 | LB | 45 | 24.5 | 32.75 | 12 Months | NO
621-0045 | JX621 50'Cd/200V/3Ph/1750/1.5 Bhp/3"Hor-D/Ex Pr | JX621 50'Cd/200V/3Ph/1750/1.5 Bhp/3"Hor-D/Ex Pr | https://www.zoellerpumps.com/en-us/products/sewage-pumps/commercial/600-series | EA | 7060 |  | 53514259136 | 295 | LB | 45 | 24.5 | 32.75 | 12 Months | NO
621-0046 | G621 35'Cd/460V/3Ph/1750/1.5Bhp/4"D | G621 35'Cd/460V/3Ph/1750/1.5Bhp/4"D | https://www.zoellerpumps.com/en-us/products/sewage-pumps/commercial/600-series | EA | 4606 |  | 53514260484 | 245 | LB | 45 | 24.5 | 32.75 | 12 Months | NO
621-0047 | F621 75'Cd/230V/3Ph/1750/1.5 Bhp/4"D | F621 75'Cd/230V/3Ph/1750/1.5 Bhp/4"D | https://www.zoellerpumps.com/en-us/products/sewage-pumps/commercial/600-series | EA | 4771 |  | 53514279813 | 245 | LB | 45 | 24.5 | 32.75 | 12 Months | NO
621-0048 | F621 35'Cd/230V/3Ph/1750/1.5 Bhp/3"Vert-D | F621 35'Cd/230V/3Ph/1750/1.5 Bhp/3"Vert-D | https://www.zoellerpumps.com/en-us/products/sewage-pumps/commercial/600-series | EA | 4606 |  | 53514283933 | 245 | LB | 45 | 24.5 | 32.75 | 12 Months | NO
621-0050 | J621 35'Cd/200V/3Ph/1750/1.5 Bhp3" Vert-D | J621 35'Cd/200V/3Ph/1750/1.5 Bhp3" Vert-D | https://www.zoellerpumps.com/en-us/products/sewage-pumps/commercial/600-series | EA | 4606 |  | 53514364656 | 245 | LB | 45 | 24.5 | 32.75 | 12 Months | NO
621-0051 | J621 50'Cd/200V/3Ph/1750/1.5 Bhp/3" Vert-D | J621 50'Cd/200V/3Ph/1750/1.5 Bhp/3" Vert-D | https://www.zoellerpumps.com/en-us/products/sewage-pumps/commercial/600-series | EA | 4666 |  | 53514370046 | 245 | LB | 45 | 24.5 | 32.75 | 12 Months | NO
621-0053 | G621 35'Cd/460V/3Ph/1750/1.5Bhp/3"Hor-D | G621 35'Cd/460V/3Ph/1750/1.5Bhp/3"Hor-D | https://www.zoellerpumps.com/en-us/products/sewage-pumps/commercial/600-series | EA | 4606 |  | 53514373474 | 245 | LB | 45 | 24.5 | 32.75 | 12 Months | NO
621-0056 | JX621 35'Cd/200V/3Ph/1750/1.5 Bhp/4"D/Ex Pr | JX621 35'Cd/200V/3Ph/1750/1.5 Bhp/4"D/Ex Pr | https://www.zoellerpumps.com/en-us/products/sewage-pumps/commercial/600-series | EA | 7000 |  | 53514429331 | 295 | LB | 45 | 24.5 | 32.75 | 12 Months | NO
621-0059 | J621 75'Cd/200V/3Ph/1750/1.5Bhp/3"Hor-D |  |  | EA | 4771 |  | 53514494094 | 245 | LB | 45 | 24.5 | 32.75 | 12 Months | NO
63-0001 | M63 115V/1Ph/cCSAus | M63 115V/1Ph/cCSAus | https://www.zoellerpumps.com/en-us/products/sewage-pumps/commercial/600-series | EA | 415 | 311.25 | 53514377281 | 28.5 | LB | 10.25 | 7.75 | 10.25 | 12 Months | NO
63-0005 | M63 15'Cd/115V/1Ph/cCSAus | M63 15'Cd/115V/1Ph/cCSAus | https://www.zoellerpumps.com/en-us/products/sewage-pumps/commercial/600-series | EA | 435 | 326.25 | 53514390501 | 28.5 | LB | 10.25 | 7.75 | 10.25 | 12 Months | NO
631-0004 | E631 230V/1Ph/1750/2.0 Bhp/3"Vert-D | E631 230V/1Ph/1750/2.0 Bhp/3"Vert-D | https://www.zoellerpumps.com/en-us/products/sewage-pumps/commercial/600-series | EA | 5230 |  | 53514116453 | 245 | LB | 45 | 24.5 | 32.75 | 12 Months | NO
631-0005 | E631 230V/1Ph/1750/2.0 Bhp/4"D | E631 230V/1Ph/1750/2.0 Bhp/4"D | https://www.zoellerpumps.com/en-us/products/sewage-pumps/commercial/600-series | EA | 5230 |  | 53514116460 | 245 | LB | 45 | 24.5 | 32.75 | 12 Months | NO
631-0006 | J631 200V/3Ph/1750/2.0 Bhp/3"Vert-D | J631 200V/3Ph/1750/2.0 Bhp/3"Vert-D | https://www.zoellerpumps.com/en-us/products/sewage-pumps/commercial/600-series | EA | 4721 |  | 53514116477 | 245 | LB | 45 | 24.5 | 32.75 | 12 Months | NO
631-0007 | J631 200V/3Ph/1750/2.0 Bhp/4"D | J631 200V/3Ph/1750/2.0 Bhp/4"D | https://www.zoellerpumps.com/en-us/products/sewage-pumps/commercial/600-series | EA | 4721 |  | 53514116484 | 245 | LB | 45 | 24.5 | 32.75 | 12 Months | NO
631-0008 | F631 230V/3Ph/1750/2.0 Bhp/3"Vert-D | F631 230V/3Ph/1750/2.0 Bhp/3"Vert-D | https://www.zoellerpumps.com/en-us/products/sewage-pumps/commercial/600-series | EA | 4721 |  | 53514116491 | 245 | LB | 45 | 24.5 | 32.75 | 12 Months | NO
631-0009 | F631 230V/3Ph/1750/2.0 Bhp/4"D | F631 230V/3Ph/1750/2.0 Bhp/4"D | https://www.zoellerpumps.com/en-us/products/sewage-pumps/commercial/600-series | EA | 4721 |  | 53514116507 | 245 | LB | 45 | 24.5 | 32.75 | 12 Months | NO
631-0010 | G631 460V/3Ph/1750/2.0 Bhp/3"Vert-D | G631 460V/3Ph/1750/2.0 Bhp/3"Vert-D | https://www.zoellerpumps.com/en-us/products/sewage-pumps/commercial/600-series | EA | 4721 |  | 53514116514 | 245 | LB | 45 | 24.5 | 32.75 | 12 Months | NO
631-0011 | G631 460V/3Ph/1750/2.0 Bhp/4"D | G631 460V/3Ph/1750/2.0 Bhp/4"D | https://www.zoellerpumps.com/en-us/products/sewage-pumps/commercial/600-series | EA | 4721 |  | 53514116521 | 245 | LB | 45 | 24.5 | 32.75 | 12 Months | NO
631-0012 | BA631 575V/3Ph/1750/2.0 Bhp/3"Vert-D | BA631 575V/3Ph/1750/2.0 Bhp/3"Vert-D | https://www.zoellerpumps.com/en-us/products/sewage-pumps/commercial/600-series | EA | 4891 |  | 53514116538 | 245 | LB | 45 | 24.5 | 32.75 | 24 Months | NO
631-0013 | BA631 575V/3Ph/1750/2.0 Bhp/4"D | BA631 575V/3Ph/1750/2.0 Bhp/4"D | https://www.zoellerpumps.com/en-us/products/sewage-pumps/commercial/600-series | EA | 4891 |  | 53514116545 | 245 | LB | 45 | 24.5 | 32.75 | 12 Months | NO
631-0014 | J631 200V/3Ph/1750/2.0 Bhp/3"Hor-D | J631 200V/3Ph/1750/2.0 Bhp/3"Hor-D | https://www.zoellerpumps.com/en-us/products/sewage-pumps/commercial/600-series | EA | 4721 |  | 53514117283 | 245 | LB | 45 | 24.5 | 32.75 | 12 Months | NO
631-0015 | G631 50'Cd/460V/3Ph/1750/2.0Bhp/3"Vert-D | G631 50'Cd/460V/3Ph/1750/2.0Bhp/3"Vert-D | https://www.zoellerpumps.com/en-us/products/sewage-pumps/commercial/600-series | EA | 4891 |  | 53514120153 | 245 | LB | 45 | 24.5 | 32.75 | 12 Months | NO
631-0016 | G631 75'Cd/460V/3Ph/1750/2.0Bhp/4"D | G631 75'Cd/460V/3Ph/1750/2.0Bhp/4"D | https://www.zoellerpumps.com/en-us/products/sewage-pumps/commercial/600-series | EA | 4996 |  | 53514138899 | 245 | LB | 45 | 24.5 | 32.75 | 12 Months | NO
631-0017 | E631 230V/1Ph/1750/2.0 Bhp/3"Hor-D | E631 230V/1Ph/1750/2.0 Bhp/3"Hor-D | https://www.zoellerpumps.com/en-us/products/sewage-pumps/commercial/600-series | EA | 5230 |  | 53514141677 | 245 | LB | 45 | 24.5 | 32.75 | 12 Months | NO
631-0018 | G631 460V/3Ph/1750/2.0 Bhp/3"Hor-D | G631 460V/3Ph/1750/2.0 Bhp/3"Hor-D | https://www.zoellerpumps.com/en-us/products/sewage-pumps/commercial/600-series | EA | 4721 |  | 53514141820 | 245 | LB | 45 | 24.5 | 32.75 | 12 Months | NO
631-0021 | EX631 230V/1Ph/1750/2.0 Bhp/3"Vert-D/Ex Pr | EX631 230V/1Ph/1750/2.0 Bhp/3"Vert-D/Ex Pr | https://www.zoellerpumps.com/en-us/products/sewage-pumps/commercial/600-series | EA | 7652 |  | 53514155346 | 295 | LB | 45 | 24.5 | 32.75 | 12 Months | NO
631-0022 | EX631 230V/1Ph/1750/2.0 Bhp/3"Hor-D/Ex Pr | EX631 230V/1Ph/1750/2.0 Bhp/3"Hor-D/Ex Pr | https://www.zoellerpumps.com/en-us/products/sewage-pumps/commercial/600-series | EA | 7652 |  | 53514157685 | 295 | LB | 45 | 24.5 | 32.75 | 12 Months | NO
631-0023 | EX631 230V/1Ph/1750/2.0 Bhp/4"D/Ex Pr | EX631 230V/1Ph/1750/2.0 Bhp/4"D/Ex Pr | https://www.zoellerpumps.com/en-us/products/sewage-pumps/commercial/600-series | EA | 7652 |  | 53514157708 | 295 | LB | 45 | 24.5 | 32.75 | 12 Months | NO
631-0024 | JX631 200V/3Ph/1750/2.0 Bhp/3"Vert-D/Ex Pr | JX631 200V/3Ph/1750/2.0 Bhp/3"Vert-D/Ex Pr | https://www.zoellerpumps.com/en-us/products/sewage-pumps/commercial/600-series | EA | 7143 |  | 53514157722 | 295 | LB | 45 | 24.5 | 32.75 | 12 Months | NO
631-0025 | JX631 200V/3Ph/1750/2.0 Bhp/3"Hor-D/Ex Pr | JX631 200V/3Ph/1750/2.0 Bhp/3"Hor-D/Ex Pr | https://www.zoellerpumps.com/en-us/products/sewage-pumps/commercial/600-series | EA | 7143 |  | 53514157739 | 295 | LB | 45 | 24.5 | 32.75 | 12 Months | NO
631-0026 | JX631 200V/3Ph/1750/2.0 Bhp/4"D/Ex Pr | JX631 200V/3Ph/1750/2.0 Bhp/4"D/Ex Pr | https://www.zoellerpumps.com/en-us/products/sewage-pumps/commercial/600-series | EA | 7143 |  | 53514157746 | 295 | LB | 45 | 24.5 | 32.75 | 12 Months | NO
631-0027 | FX631 230V/3Ph/1750/2.0 Bhp/3"Vert-D/Ex Pr | FX631 230V/3Ph/1750/2.0 Bhp/3"Vert-D/Ex Pr | https://www.zoellerpumps.com/en-us/products/sewage-pumps/commercial/600-series | EA | 7143 |  | 53514157760 | 295 | LB | 45 | 24.5 | 32.75 | 12 Months | NO
631-0028 | FX631 230V/3Ph/1750/2.0 Bhp/3"Hor-D/Ex Pr | FX631 230V/3Ph/1750/2.0 Bhp/3"Hor-D/Ex Pr | https://www.zoellerpumps.com/en-us/products/sewage-pumps/commercial/600-series | EA | 7143 |  | 53514157784 | 295 | LB | 45 | 24.5 | 32.75 | 12 Months | NO
631-0029 | FX631 230V/3Ph/1750/2.0 Bhp/4"D/Ex Pr | FX631 230V/3Ph/1750/2.0 Bhp/4"D/Ex Pr | https://www.zoellerpumps.com/en-us/products/sewage-pumps/commercial/600-series | EA | 7143 |  | 53514157791 | 295 | LB | 45 | 24.5 | 32.75 | 12 Months | NO
631-0030 | GX631 460V/3Ph/1750/2.0 Bhp/3"Vert-D/Ex Pr | GX631 460V/3Ph/1750/2.0 Bhp/3"Vert-D/Ex Pr | https://www.zoellerpumps.com/en-us/products/sewage-pumps/commercial/600-series | EA | 7143 |  | 53514157814 | 295 | LB | 45 | 24.5 | 32.75 | 12 Months | NO
631-0031 | GX631 460V/3Ph/1750/2.0 Bhp/3"Hor-D/Ex Pr | GX631 460V/3Ph/1750/2.0 Bhp/3"Hor-D/Ex Pr | https://www.zoellerpumps.com/en-us/products/sewage-pumps/commercial/600-series | EA | 7143 |  | 53514157883 | 295 | LB | 45 | 24.5 | 32.75 | 12 Months | NO
631-0032 | GX631 460V/3Ph/1750/2.0 Bhp/4"D/Ex Pr | GX631 460V/3Ph/1750/2.0 Bhp/4"D/Ex Pr | https://www.zoellerpumps.com/en-us/products/sewage-pumps/commercial/600-series | EA | 7143 |  | 53514157906 | 295 | LB | 45 | 24.5 | 32.75 | 12 Months | NO
631-0033 | BAX631 575V/3Ph/1750/2.0Bhp/3"Vert-D/Ex Pr | BAX631 575V/3Ph/1750/2.0Bhp/3"Vert-D/Ex Pr | https://www.zoellerpumps.com/en-us/products/sewage-pumps/commercial/600-series | EA | 7313 |  | 53514157920 | 295 | LB | 45 | 24.5 | 32.75 | 12 Months | NO
631-0034 | BAX631 575V/3Ph/1750/2.0Bhp/3"Hor-D/Ex Pr | BAX631 575V/3Ph/1750/2.0Bhp/3"Hor-D/Ex Pr | https://www.zoellerpumps.com/en-us/products/sewage-pumps/commercial/600-series | EA | 7313 |  | 53514157944 | 295 | LB | 45 | 24.5 | 32.75 | 12 Months | NO
631-0035 | BAX631 575V/3Ph/1750/2.0Bhp/4"D/Ex Pr | BAX631 575V/3Ph/1750/2.0Bhp/4"D/Ex Pr | https://www.zoellerpumps.com/en-us/products/sewage-pumps/commercial/600-series | EA | 7313 |  | 53514157968 | 295 | LB | 45 | 24.5 | 32.75 | 12 Months | NO
631-0036 | J631 35'Cd/200V/3Ph/1750/2.0Bhp/4"D | J631 35'Cd/200V/3Ph/1750/2.0Bhp/4"D | https://www.zoellerpumps.com/en-us/products/sewage-pumps/commercial/600-series | EA | 4831 |  | 53514153038 | 255 | LB | 45 | 24.5 | 32.75 | 12 Months | NO
631-0037 | F631 50'Cd/230V/3Ph/1750/2.0Bhp/3"Vert-D | F631 50'Cd/230V/3Ph/1750/2.0Bhp/3"Vert-D | https://www.zoellerpumps.com/en-us/products/sewage-pumps/commercial/600-series | EA | 4891 |  | 53514154202 | 245 | LB | 45 | 24.5 | 32.75 | 12 Months | NO
631-0038 | E631 50'Cd/230V/1Ph/1750/2.0Bhp/3"Vert-D | E631 50'Cd/230V/1Ph/1750/2.0Bhp/3"Vert-D | https://www.zoellerpumps.com/en-us/products/sewage-pumps/commercial/600-series | EA | 5400 |  | 53514164522 | 245 | LB | 45 | 24.5 | 32.75 | 12 Months | NO
631-0039 | G631 50'Cd/460V/3Ph/1750/2.0Bhp/3"Hor-D | G631 50'Cd/460V/3Ph/1750/2.0Bhp/3"Hor-D | https://www.zoellerpumps.com/en-us/products/sewage-pumps/commercial/600-series | EA | 4891 |  | 53514171889 | 245 | LB | 45 | 24.5 | 32.75 | 12 Months | NO
631-0040 | JX631 50'Cd/200V/3P/1750/2.0Bhp/3"Vert-D/Ex Pr | JX631 50'Cd/200V/3P/1750/2.0Bhp/3"Vert-D/Ex Pr | https://www.zoellerpumps.com/en-us/products/sewage-pumps/commercial/600-series | EA | 7313 |  | 53514174958 | 295 | LB | 45 | 24.5 | 32.75 | 12 Months | NO
631-0041 | G631 50'Cd/460V/3Ph/1750/2.0Bhp/4"D | G631 50'Cd/460V/3Ph/1750/2.0Bhp/4"D | https://www.zoellerpumps.com/en-us/products/sewage-pumps/commercial/600-series | EA | 4891 |  | 53514201432 | 245 | LB | 45 | 24.5 | 32.75 | 12 Months | NO
631-0042 | E631 35'Cd/230V/1Ph/1750/2.0Bhp/4"D | E631 35'Cd/230V/1Ph/1750/2.0Bhp/4"D | https://www.zoellerpumps.com/en-us/products/sewage-pumps/commercial/600-series | EA | 5340 |  | 53514202941 | 245 | LB | 45 | 24.5 | 32.75 | 12 Months | NO
631-0043 | G631 35' Cd/460V/3Ph/1750/2.0 Bhp/3"Vert-D | G631 35' Cd/460V/3Ph/1750/2.0 Bhp/3"Vert-D | https://www.zoellerpumps.com/en-us/products/sewage-pumps/commercial/600-series | EA | 4831 |  | 53514251772 | 245 | LB | 45 | 24.5 | 32.75 | 12 Months | NO
631-0045 | J631 35'Cd/200V/3Ph/1750/2.0 Bhp/3"Vert-D | J631 35'Cd/200V/3Ph/1750/2.0 Bhp/3"Vert-D | https://www.zoellerpumps.com/en-us/products/sewage-pumps/commercial/600-series | EA | 4831 |  | 53514290818 | 245 | LB | 45 | 24.5 | 32.75 | 12 Months | NO
631-0046 | J631 50'Cd/200V/3Ph/1750/2.0 Bhp/3"Vert-D | J631 50'Cd/200V/3Ph/1750/2.0 Bhp/3"Vert-D | https://www.zoellerpumps.com/en-us/products/sewage-pumps/commercial/600-series | EA | 4891 |  | 53514290832 | 245 | LB | 45 | 24.5 | 32.75 | 12 Months | NO
631-0047 | FX631 35'Cd/230V/3Ph/1750/2.0 Bhp/3"Vert-D/Ex Pr | FX631 35'Cd/230V/3Ph/1750/2.0 Bhp/3"Vert-D/Ex Pr | https://www.zoellerpumps.com/en-us/products/sewage-pumps/commercial/600-series | EA | 7253 |  | 53514317812 | 295 | LB | 45 | 24.5 | 32.75 | 12 Months | NO
631-0048 | GX631 35'Cd/460V/3Ph/1750/2.0 Bhp/3"Hor-D/Ex Pr | GX631 35'Cd/460V/3Ph/1750/2.0 Bhp/3"Hor-D/Ex Pr | https://www.zoellerpumps.com/en-us/products/sewage-pumps/commercial/600-series | EA | 7253 |  | 53514320768 | 295 | LB | 45 | 24.5 | 32.75 | 12 Months | NO
631-0049 | F631 50'Cd/230V/3Ph/1750/2.0 Bhp/3"Hor-D | F631 50'Cd/230V/3Ph/1750/2.0 Bhp/3"Hor-D | https://www.zoellerpumps.com/en-us/products/sewage-pumps/commercial/600-series | EA | 4891 |  | 53514334369 | 245 | LB | 45 | 24.5 | 32.75 | 12 Months | NO
631-0050 | F631 50'Cd/230V/3Ph/1750/2.0 Bhp/4"D | F631 50'Cd/230V/3Ph/1750/2.0 Bhp/4"D | https://www.zoellerpumps.com/en-us/products/sewage-pumps/commercial/600-series | EA | 4891 |  | 53514339371 | 245 | LB | 45 | 24.5 | 32.75 | 12 Months | NO
631-0051 | F631 35'Cd/230V/3Ph/1750/2.0 Bhp/4"D | F631 35'Cd/230V/3Ph/1750/2.0 Bhp/4"D | https://www.zoellerpumps.com/en-us/products/sewage-pumps/commercial/600-series | EA | 4831 |  | 53514340391 | 245 | LB | 45 | 24.5 | 32.75 | 12 Months | NO
631-0053 | E631 50'Cd/230V/1Ph/1750/2.0 Bhp/3"Hor-D | E631 50'Cd/230V/1Ph/1750/2.0 Bhp/3"Hor-D | https://www.zoellerpumps.com/en-us/products/sewage-pumps/commercial/600-series | EA | 5400 |  | 53514415778 | 245 | LB | 45 | 24.5 | 32.75 | 12 Months | NO
631-0056 | BA631 50'Cd/575V/3Ph/1750/2.0 Bhp/3"Vert-D | BA631 50'Cd/575V/3Ph/1750/2.0 Bhp/3"Vert-D | https://www.zoellerpumps.com/en-us/products/sewage-pumps/commercial/600-series | EA | 5061 |  | 53514433925 | 245 | LB | 45 | 24.5 | 32.75 | 12 Months | NO
631-0058 | E631 35'Cd/230V/1Ph/1750/2.0 Bhp/3"Hor-D | E631 35'Cd/230V/1Ph/1750/2.0 Bhp/3"Hor-D | https://www.zoellerpumps.com/en-us/products/sewage-pumps/commercial/600-series | EA | 5340 |  | 53514468064 | 245 | LB | 45 | 24.5 | 32.75 | 12 Months | NO
631-0059 | E631 75'Cd/230V/1Ph/1750/2.0Bhp/4"D | E631 75'Cd/230V/1Ph/1750/2.0Bhp/4"D | https://www.zoellerpumps.com/en-us/products/sewage-pumps/commercial/600-series | EA | 6178 |  | 53514473471 | 245 | LB | 45 | 24.5 | 32.75 | 12 Months | NO
631-0060 | E631 35'Cd/230V/1Ph/1750/2.0Bhp/3"Vert-D | E631 35'Cd/230V/1Ph/1750/2.0Bhp/3"Vert-D | https://www.zoellerpumps.com/en-us/products/sewage-pumps/commercial/600-series | EA | 5340 |  | 53514473990 | 245 | LB | 45 | 24.5 | 32.75 | 12 Months | NO
631-0061 | GX631 50'Cd/460V/3Ph/1750/2.0 Bhp/3"Hor-D/Ex Pr |  |  | EA | 7313 |  | 53514494971 | 295 | LB | 45 | 24.5 | 32.75 | 12 Months | NO
641-0004 | E641 230V/1Ph/1750/3.0 Bhp/3"Vert-D | E641 230V/1Ph/1750/3.0 Bhp/3"Vert-D | https://www.zoellerpumps.com/en-us/products/sewage-pumps/commercial/600-series | EA | 5346 |  | 53514116583 | 245 | LB | 45 | 24.5 | 32.75 | 12 Months | NO
641-0005 | E641 230V/1Ph/1750/3.0 Bhp/4"D | E641 230V/1Ph/1750/3.0 Bhp/4"D | https://www.zoellerpumps.com/en-us/products/sewage-pumps/commercial/600-series | EA | 5346 |  | 53514116590 | 245 | LB | 45 | 24.5 | 32.75 | 12 Months | NO
641-0006 | J641 200V/3Ph/1750/3.0 Bhp/3"Vert-D | J641 200V/3Ph/1750/3.0 Bhp/3"Vert-D | https://www.zoellerpumps.com/en-us/products/sewage-pumps/commercial/600-series | EA | 4837 |  | 53514116606 | 245 | LB | 45 | 24.5 | 32.75 | 12 Months | NO
641-0007 | J641 200V/3Ph/1750/3.0 Bhp/4"D | J641 200V/3Ph/1750/3.0 Bhp/4"D | https://www.zoellerpumps.com/en-us/products/sewage-pumps/commercial/600-series | EA | 4837 |  | 53514116613 | 245 | LB | 45 | 24.5 | 32.75 | 12 Months | NO
641-0008 | F641 230V/3Ph/1750/3.0 Bhp/3"Vert-D | F641 230V/3Ph/1750/3.0 Bhp/3"Vert-D | https://www.zoellerpumps.com/en-us/products/sewage-pumps/commercial/600-series | EA | 4837 |  | 53514116644 | 245 | LB | 45 | 24.5 | 32.75 | 12 Months | NO
641-0009 | F641 230V/3Ph/1750/3.0 Bhp/4"D | F641 230V/3Ph/1750/3.0 Bhp/4"D | https://www.zoellerpumps.com/en-us/products/sewage-pumps/commercial/600-series | EA | 4837 |  | 53514116651 | 245 | LB | 45 | 24.5 | 32.75 | 12 Months | NO
641-0010 | G641 460V/3Ph/1750/3.0 Bhp/3"Vert-D | G641 460V/3Ph/1750/3.0 Bhp/3"Vert-D | https://www.zoellerpumps.com/en-us/products/sewage-pumps/commercial/600-series | EA | 4837 |  | 53514116668 | 245 | LB | 45 | 24.5 | 32.75 | 12 Months | NO
641-0011 | G641 460V/3Ph/1750/3.0 Bhp/4"D | G641 460V/3Ph/1750/3.0 Bhp/4"D | https://www.zoellerpumps.com/en-us/products/sewage-pumps/commercial/600-series | EA | 4837 |  | 53514116675 | 245 | LB | 45 | 24.5 | 32.75 | 12 Months | NO
641-0012 | BA641 575V/3Ph/1750/3.0 Bhp/3"Vert-D | BA641 575V/3Ph/1750/3.0 Bhp/3"Vert-D | https://www.zoellerpumps.com/en-us/products/sewage-pumps/commercial/600-series | EA | 5007 |  | 53514116682 | 245 | LB | 45 | 24.5 | 32.75 | 12 Months | NO
641-0013 | BA641 575V/3Ph/1750/3.0 Bhp/4"D | BA641 575V/3Ph/1750/3.0 Bhp/4"D | https://www.zoellerpumps.com/en-us/products/sewage-pumps/commercial/600-series | EA | 5007 |  | 53514116699 | 245 | LB | 45 | 24.5 | 32.75 | 12 Months | NO
641-0014 | J641 200V/3Ph/1750/3.0Bhp/3"Hor-D | J641 200V/3Ph/1750/3.0Bhp/3"Hor-D | https://www.zoellerpumps.com/en-us/products/sewage-pumps/commercial/600-series | EA | 4837 |  | 53514119058 | 245 | LB | 45 | 24.5 | 32.75 | 12 Months | NO
641-0015 | F641 230V/3Ph/1750/3Bhp/3"Hor-D | F641 230V/3Ph/1750/3Bhp/3"Hor-D | https://www.zoellerpumps.com/en-us/products/sewage-pumps/commercial/600-series | EA | 4837 |  | 53514121440 | 245 | LB | 45 | 24.5 | 32.75 | 12 Months | NO
641-0016 | G641 460V/3Ph/1750/3.0B Hp/3"Hor-D | G641 460V/3Ph/1750/3.0B Hp/3"Hor-D | https://www.zoellerpumps.com/en-us/products/sewage-pumps/commercial/600-series | EA | 4837 |  | 53514128333 | 245 | LB | 45 | 24.5 | 32.75 | 12 Months | NO
641-0017 | F641 35'Cd/230V/3Ph/1750/3.0Bhp/4"D | F641 35'Cd/230V/3Ph/1750/3.0Bhp/4"D | https://www.zoellerpumps.com/en-us/products/sewage-pumps/commercial/600-series | EA | 4947 |  | 53514133979 | 245 | LB | 45 | 24.5 | 32.75 | 12 Months | NO
641-0018 | E641 230V/1Ph/1750/3.0B Hp/3"Hor-D | E641 230V/1Ph/1750/3.0B Hp/3"Hor-D | https://www.zoellerpumps.com/en-us/products/sewage-pumps/commercial/600-series | EA | 5346 |  | 53514134358 | 245 | LB | 45 | 24.5 | 32.75 | 12 Months | NO
641-0019 | J641 35'Cd/200V/3Ph/1750/3.0Bhp/3"Vert-D | J641 35'Cd/200V/3Ph/1750/3.0Bhp/3"Vert-D | https://www.zoellerpumps.com/en-us/products/sewage-pumps/commercial/600-series | EA | 4947 |  | 53514136444 | 245 | LB | 45 | 24.5 | 32.75 | 12 Months | NO
641-0020 | E641 35'Cd/230V/1Ph/1750/3.0Bhp/4"D | E641 35'Cd/230V/1Ph/1750/3.0Bhp/4"D | https://www.zoellerpumps.com/en-us/products/sewage-pumps/commercial/600-series | EA | 5456 |  | 53514136567 | 245 | LB | 45 | 24.5 | 32.75 | 12 Months | NO
641-0021 | G641 35'Cd/460V/3Ph/1750/3.0Bhp/4"D | G641 35'Cd/460V/3Ph/1750/3.0Bhp/4"D | https://www.zoellerpumps.com/en-us/products/sewage-pumps/commercial/600-series | EA | 4947 |  | 53514137434 | 245 | LB | 45 | 24.5 | 32.75 | 12 Months | NO
641-0022 | J641 50'Cd/200V/3Ph/1750/3.0Bhp/3"Vert-D | J641 50'Cd/200V/3Ph/1750/3.0Bhp/3"Vert-D | https://www.zoellerpumps.com/en-us/products/sewage-pumps/commercial/600-series | EA | 5007 |  | 53514137601 | 245 | LB | 45 | 24.5 | 32.75 | 12 Months | NO
641-0023 | E641 50'Cd/230V/1Ph/1750/3.0Bhp/3"Vert-D | E641 50'Cd/230V/1Ph/1750/3.0Bhp/3"Vert-D | https://www.zoellerpumps.com/en-us/products/sewage-pumps/commercial/600-series | EA | 5516 |  | 53514144647 | 245 | LB | 45 | 24.5 | 32.75 | 12 Months | NO
641-0025 | E641 50'Cd/230V/1Ph/1750/3.0Bhp/4"D | E641 50'Cd/230V/1Ph/1750/3.0Bhp/4"D | https://www.zoellerpumps.com/en-us/products/sewage-pumps/commercial/600-series | EA | 5516 |  | 53514149567 | 245 | LB | 45 | 24.5 | 32.75 | 12 Months | NO
641-0026 | J641 35'Cd/200V/3Ph/1750/3.0Bhp/4"D | J641 35'Cd/200V/3Ph/1750/3.0Bhp/4"D | https://www.zoellerpumps.com/en-us/products/sewage-pumps/commercial/600-series | EA | 4947 |  | 53514152178 | 245 | LB | 45 | 24.5 | 32.75 | 12 Months | NO
641-0027 | EX641 230V/1Ph/1750/3.0 Bhp/3"Vert-D/Ex Pr | EX641 230V/1Ph/1750/3.0 Bhp/3"Vert-D/Ex Pr | https://www.zoellerpumps.com/en-us/products/sewage-pumps/commercial/600-series | EA | 7783 |  | 53514155353 | 295 | LB | 45 | 24.5 | 32.75 | 12 Months | NO
641-0028 | EX641 230V/1Ph/1750/3.0Bhp/3"Hor-D/Ex Pr | EX641 230V/1Ph/1750/3.0Bhp/3"Hor-D/Ex Pr | https://www.zoellerpumps.com/en-us/products/sewage-pumps/commercial/600-series | EA | 7783 |  | 53514157364 | 295 | LB | 45 | 24.5 | 32.75 | 12 Months | NO
641-0029 | EX641 230V/1Ph/1750/3.0Bhp/4"D/Ex Pr | EX641 230V/1Ph/1750/3.0Bhp/4"D/Ex Pr | https://www.zoellerpumps.com/en-us/products/sewage-pumps/commercial/600-series | EA | 7783 |  | 53514157371 | 295 | LB | 45 | 24.5 | 32.75 | 12 Months | NO
641-0030 | JX641 200V/3Ph/1750/3.0Bhp/3"Vert-D/Ex Pr | JX641 200V/3Ph/1750/3.0Bhp/3"Vert-D/Ex Pr | https://www.zoellerpumps.com/en-us/products/sewage-pumps/commercial/600-series | EA | 7274 |  | 53514157388 | 295 | LB | 45 | 24.5 | 32.75 | 12 Months | NO
641-0031 | JX641 200V/3Ph/1750/3.0Bhp/3"Hor-D/Ex Pr | JX641 200V/3Ph/1750/3.0Bhp/3"Hor-D/Ex Pr | https://www.zoellerpumps.com/en-us/products/sewage-pumps/commercial/600-series | EA | 7274 |  | 53514157395 | 295 | LB | 45 | 24.5 | 32.75 | 12 Months | NO
641-0032 | JX641 200V/3Ph/1750/3.0Bhp/4"D/Ex Pr | JX641 200V/3Ph/1750/3.0Bhp/4"D/Ex Pr | https://www.zoellerpumps.com/en-us/products/sewage-pumps/commercial/600-series | EA | 7444 |  | 53514157418 | 295 | LB | 45 | 24.5 | 32.75 | 12 Months | NO
641-0033 | FX641 230V/3Ph/1750/3.0Bhp/3"Vert-D/Ex Pr | FX641 230V/3Ph/1750/3.0Bhp/3"Vert-D/Ex Pr | https://www.zoellerpumps.com/en-us/products/sewage-pumps/commercial/600-series | EA | 7274 |  | 53514157432 | 295 | LB | 45 | 24.5 | 32.75 | 12 Months | NO
641-0034 | FX641 230V/3Ph/1750/3.0Bhp/3"Hor-D/Ex Pr | FX641 230V/3Ph/1750/3.0Bhp/3"Hor-D/Ex Pr | https://www.zoellerpumps.com/en-us/products/sewage-pumps/commercial/600-series | EA | 7274 |  | 53514157456 | 295 | LB | 45 | 24.5 | 32.75 | 12 Months | NO
641-0035 | FX641 230V/3Ph/1750/3.0Bhp/4"D/Ex Pr | FX641 230V/3Ph/1750/3.0Bhp/4"D/Ex Pr | https://www.zoellerpumps.com/en-us/products/sewage-pumps/commercial/600-series | EA | 7274 |  | 53514157463 | 295 | LB | 45 | 24.5 | 32.75 | 12 Months | NO
641-0036 | GX641 460V/3Ph/1750/3.0Bhp/3"Vert-D/Ex Pr | GX641 460V/3Ph/1750/3.0Bhp/3"Vert-D/Ex Pr | https://www.zoellerpumps.com/en-us/products/sewage-pumps/commercial/600-series | EA | 7274 |  | 53514157470 | 295 | LB | 45 | 24.5 | 32.75 | 12 Months | NO
641-0037 | GX641 460V/3Ph/1750/3.0Bhp/3"Hor-D/Ex Pr | GX641 460V/3Ph/1750/3.0Bhp/3"Hor-D/Ex Pr | https://www.zoellerpumps.com/en-us/products/sewage-pumps/commercial/600-series | EA | 7274 |  | 53514157494 | 295 | LB | 45 | 24.5 | 32.75 | 12 Months | NO
641-0038 | GX641 460V/3Ph/1750/3.0Bhp/4"D/Ex Pr | GX641 460V/3Ph/1750/3.0Bhp/4"D/Ex Pr | https://www.zoellerpumps.com/en-us/products/sewage-pumps/commercial/600-series | EA | 7274 |  | 53514157500 | 295 | LB | 45 | 24.5 | 32.75 | 12 Months | NO
641-0039 | BAX641 575V/3Ph/1750/3.0Bhp/3"Vert-D/Ex Pr | BAX641 575V/3Ph/1750/3.0Bhp/3"Vert-D/Ex Pr | https://www.zoellerpumps.com/en-us/products/sewage-pumps/commercial/600-series | EA | 7444 |  | 53514157517 | 295 | LB | 45 | 24.5 | 32.75 | 12 Months | NO
641-0040 | BAX641 575V/3Ph/1750/3.0Bhp/3"Hor-D/Ex Pr | BAX641 575V/3Ph/1750/3.0Bhp/3"Hor-D/Ex Pr | https://www.zoellerpumps.com/en-us/products/sewage-pumps/commercial/600-series | EA | 7444 |  | 53514157524 | 295 | LB | 45 | 24.5 | 32.75 | 12 Months | NO
641-0041 | BAX641 575V/3Ph/1750/3.0Bhp/4"D/Ex Pr | BAX641 575V/3Ph/1750/3.0Bhp/4"D/Ex Pr | https://www.zoellerpumps.com/en-us/products/sewage-pumps/commercial/600-series | EA | 7444 |  | 53514157531 | 295 | LB | 45 | 24.5 | 32.75 | 12 Months | NO
641-0042 | F641 50'Cd/230V/3Ph/1750/3.0Bhp/3"Vert-D | F641 50'Cd/230V/3Ph/1750/3.0Bhp/3"Vert-D | https://www.zoellerpumps.com/en-us/products/sewage-pumps/commercial/600-series | EA | 5007 |  | 53514158385 | 245 | LB | 45 | 24.5 | 32.75 | 12 Months | NO
641-0043 | E641 35'Cd/230V/1Ph/1750/3.0Bhp/3"Vert-D | E641 35'Cd/230V/1Ph/1750/3.0Bhp/3"Vert-D | https://www.zoellerpumps.com/en-us/products/sewage-pumps/commercial/600-series | EA | 5456 |  | 53514164201 | 245 | LB | 45 | 24.5 | 32.75 | 12 Months | NO
641-0044 | G641 50'Cd/460V/3Ph/1750/3.0Bhp/4"D | G641 50'Cd/460V/3Ph/1750/3.0Bhp/4"D | https://www.zoellerpumps.com/en-us/products/sewage-pumps/commercial/600-series | EA | 5007 |  | 53514165369 | 245 | LB | 45 | 24.5 | 32.75 | 12 Months | NO
641-0046 | JX641 50'Cd/200V/3P/1750/3.0Bhp/3"Vert-D/Ex Pr | JX641 50'Cd/200V/3P/1750/3.0Bhp/3"Vert-D/Ex Pr | https://www.zoellerpumps.com/en-us/products/sewage-pumps/commercial/600-series | EA | 7444 |  | 53514170233 | 295 | LB | 45 | 24.5 | 32.75 | 12 Months | NO
641-0048 | G641 50'Cd/460V/3Ph/1750/3.0Bhp/3"Hor-D | G641 50'Cd/460V/3Ph/1750/3.0Bhp/3"Hor-D | https://www.zoellerpumps.com/en-us/products/sewage-pumps/commercial/600-series | EA | 5007 |  | 53514180454 | 245 | LB | 45 | 24.5 | 32.75 | 12 Months | NO
641-0049 | GX641 50'Cd/460V/3P/1750/3.0Bhp/3"Vert-D/Ex Pr | GX641 50'Cd/460V/3P/1750/3.0Bhp/3"Vert-D/Ex Pr | https://www.zoellerpumps.com/en-us/products/sewage-pumps/commercial/600-series | EA | 7444 |  | 53514192044 | 295 | LB | 45 | 24.5 | 32.75 | 12 Months | NO
641-0050 | G641 50'Cd/460V/3Ph/1750/3.0Bhp/3"Vert-D | G641 50'Cd/460V/3Ph/1750/3.0Bhp/3"Vert-D | https://www.zoellerpumps.com/en-us/products/sewage-pumps/commercial/600-series | EA | 5007 |  | 53514200329 | 245 | LB | 45 | 24.5 | 32.75 | 12 Months | NO
641-0051 | JX641 50'Cd/200V/3P/1750/3.0Bhp/4"D/Ex Pr | JX641 50'Cd/200V/3P/1750/3.0Bhp/4"D/Ex Pr | https://www.zoellerpumps.com/en-us/products/sewage-pumps/commercial/600-series | EA | 7444 |  | 53514202057 | 295 | LB | 45 | 24.5 | 32.75 | 12 Months | NO
641-0052 | GX641 50'Cd/460V/3P/1750/3.0Bhp/4"D/Ex Pr | GX641 50'Cd/460V/3P/1750/3.0Bhp/4"D/Ex Pr | https://www.zoellerpumps.com/en-us/products/sewage-pumps/commercial/600-series | EA | 7444 |  | 53514202781 | 295 | LB | 45 | 24.5 | 32.75 | 12 Months | NO
641-0053 | J641 50' Cord 200V/3Ph/1750/3.0 Bhp/4"D | J641 50' Cord 200V/3Ph/1750/3.0 Bhp/4"D | https://www.zoellerpumps.com/en-us/products/sewage-pumps/commercial/600-series | EA | 5007 |  | 53514210991 | 245 | LB | 45 | 24.5 | 32.75 | 12 Months | NO
641-0054 | F641 50'CD/230V/3Ph/1750/3.0 Bhp/4"D | F641 50'CD/230V/3Ph/1750/3.0 Bhp/4"D | https://www.zoellerpumps.com/en-us/products/sewage-pumps/commercial/600-series | EA | 5007 |  | 53514211004 | 245 | LB | 45 | 24.5 | 32.75 | 12 Months | NO
641-0055 | F641 35'Cd/230V/3Ph/1750/3.0Bhp/3"Vert-D | F641 35'Cd/230V/3Ph/1750/3.0Bhp/3"Vert-D | https://www.zoellerpumps.com/en-us/products/sewage-pumps/commercial/600-series | EA | 4947 |  | 53514211752 | 245 | LB | 45 | 24.5 | 32.75 | 12 Months | NO
641-0056 | G641 75'Cd/460V/3Ph/1750/3.0Bhp/4"D | G641 75'Cd/460V/3Ph/1750/3.0Bhp/4"D | https://www.zoellerpumps.com/en-us/products/sewage-pumps/commercial/600-series | EA | 5007 |  | 53514211868 | 245 | LB | 45 | 24.5 | 32.75 | 12 Months | NO
641-0057 | JX641 35'Cd/200V/3Ph/1750/3.0Bhp/3"Vert-D/Ex Pr | JX641 35'Cd/200V/3Ph/1750/3.0Bhp/3"Vert-D/Ex Pr | https://www.zoellerpumps.com/en-us/products/sewage-pumps/commercial/600-series | EA | 7384 |  | 53514214111 | 295 | LB | 45 | 24.5 | 32.75 | 12 Months | NO
641-0058 | J641 75'Cd/200V/3Ph/1750/3.0 Bhp/3"Vert-D | J641 75'Cd/200V/3Ph/1750/3.0 Bhp/3"Vert-D | https://www.zoellerpumps.com/en-us/products/sewage-pumps/commercial/600-series | EA | 5112 |  | 53514253851 | 245 | LB | 45 | 24.5 | 32.75 | 12 Months | NO
641-0059 | EX641 50'Cd/230V/1Ph/1750/3.0 Bhp/3"Vert-D/Ex Pr | EX641 50'Cd/230V/1Ph/1750/3.0 Bhp/3"Vert-D/Ex Pr | https://www.zoellerpumps.com/en-us/products/sewage-pumps/commercial/600-series | EA | 7953 |  | 53514278083 | 295 | LB | 45 | 24.5 | 32.75 | 12 Months | NO
641-0060 | J641 75'Cd/200V/3Ph/1750/3.0 Bhp/4"D | J641 75'Cd/200V/3Ph/1750/3.0 Bhp/4"D | https://www.zoellerpumps.com/en-us/products/sewage-pumps/commercial/600-series | EA | 5112 |  | 53514281519 | 245 | LB | 45 | 24.5 | 32.75 | 12 Months | NO
641-0061 | J641 50'Cd/200V/3Ph/1750/3.0Bhp/3"Hor-D | J641 50'Cd/200V/3Ph/1750/3.0Bhp/3"Hor-D | https://www.zoellerpumps.com/en-us/products/sewage-pumps/commercial/600-series | EA | 5007 |  | 53514291358 | 245 | LB | 45 | 24.5 | 32.75 | 12 Months | NO
641-0063 | F641 50'Cd/230V/3Ph/1750/3Bhp/3"Hor-D | F641 50'Cd/230V/3Ph/1750/3Bhp/3"Hor-D | https://www.zoellerpumps.com/en-us/products/sewage-pumps/commercial/600-series | EA | 5007 |  | 53514339388 | 245 | LB | 45 | 24.5 | 32.75 | 12 Months | NO
641-0064 | G641 75'Cd/460V/3Ph/1750/3.0Bhp/3"Vert-D | G641 75'Cd/460V/3Ph/1750/3.0Bhp/3"Vert-D | https://www.zoellerpumps.com/en-us/products/sewage-pumps/commercial/600-series | EA | 5112 |  | 53514341213 | 245 | LB | 45 | 24.5 | 32.75 | 12 Months | NO
641-0065 | G641 75'Cd/460V/3Ph/1750/3.0Bhp/4"D | G641 75'Cd/460V/3Ph/1750/3.0Bhp/4"D | https://www.zoellerpumps.com/en-us/products/sewage-pumps/commercial/600-series | EA | 5112 |  | 53514341657 | 245 | LB | 45 | 24.5 | 32.75 | 12 Months | NO
641-0066 | BA641 575V/3Ph/1750/3.0 Bhp/3"Hor-D | BA641 575V/3Ph/1750/3.0 Bhp/3"Hor-D | https://www.zoellerpumps.com/en-us/products/sewage-pumps/commercial/600-series | EA | 5007 |  | 53514353070 | 245 | LB | 45 | 24.5 | 32.75 | 12 Months | NO
641-0067 | G641 35'Cd/460V/3Ph/1750/3.0Bhp/3"Hor-D | G641 35'Cd/460V/3Ph/1750/3.0Bhp/3"Hor-D | https://www.zoellerpumps.com/en-us/products/sewage-pumps/commercial/600-series | EA | 4947 |  | 53514361334 | 245 | LB | 45 | 24.5 | 32.75 | 12 Months | NO
641-0068 | J641 75Cd/200V/3Ph/1750/3.0Bhp/3"Hor-D | J641 75Cd/200V/3Ph/1750/3.0Bhp/3"Hor-D | https://www.zoellerpumps.com/en-us/products/sewage-pumps/commercial/600-series | EA | 5112 |  | 53514388393 | 245 | LB | 45 | 24.5 | 32.75 | 12 Months | NO
641-0070 | J641 35'Cd/200V/3Ph/1750/3.0Bhp/3"Hor-D | J641 35'Cd/200V/3Ph/1750/3.0Bhp/3"Hor-D | https://www.zoellerpumps.com/en-us/products/sewage-pumps/commercial/600-series | EA | 4947 |  | 53514470913 | 245 | LB | 45 | 24.5 | 32.75 | 12 Months | NO
641-0071 | BAX641 50'Cd/575V/3Ph/1750/3.0Bhp/3"Vert-D/Ex Pr | BAX641 50'Cd/575V/3Ph/1750/3.0Bhp/3"Vert-D/Ex Pr | https://www.zoellerpumps.com/en-us/products/sewage-pumps/commercial/600-series | EA | 7614 |  | 53514475994 | 295 | LB | 45 | 24.5 | 32.75 | 12 Months | NO
651-0004 | E651 230V/1Ph/1750/5.0 Bhp/3"Vert-D | E651 230V/1Ph/1750/5.0 Bhp/3"Vert-D | https://www.zoellerpumps.com/en-us/products/sewage-pumps/commercial/600-series | EA | 5903 |  | 53514116705 | 245 | LB | 45 | 24.5 | 32.75 | 12 Months | NO
651-0005 | E651 230V/1Ph/1750/5.0 Bhp/4"D | E651 230V/1Ph/1750/5.0 Bhp/4"D | https://www.zoellerpumps.com/en-us/products/sewage-pumps/commercial/600-series | EA | 5903 |  | 53514116712 | 245 | LB | 45 | 24.5 | 32.75 | 12 Months | NO
651-0006 | J651 200V/3Ph/1750/5.0 Bhp/3"Vert-D | J651 200V/3Ph/1750/5.0 Bhp/3"Vert-D | https://www.zoellerpumps.com/en-us/products/sewage-pumps/commercial/600-series | EA | 5394 |  | 53514116729 | 245 | LB | 45 | 24.5 | 32.75 | 12 Months | NO
651-0007 | J651 200V/3Ph/1750/5.0 Bhp/4"D | J651 200V/3Ph/1750/5.0 Bhp/4"D | https://www.zoellerpumps.com/en-us/products/sewage-pumps/commercial/600-series | EA | 5394 |  | 53514116736 | 245 | LB | 45 | 24.5 | 32.75 | 12 Months | NO
651-0008 | F651 230V/3Ph/1750/5.0 Bhp/3"Vert-D | F651 230V/3Ph/1750/5.0 Bhp/3"Vert-D | https://www.zoellerpumps.com/en-us/products/sewage-pumps/commercial/600-series | EA | 5394 |  | 53514116743 | 245 | LB | 45 | 24.5 | 32.75 | 12 Months | NO
651-0009 | F651 230V/3Ph/1750/5.0 Bhp/4"D | F651 230V/3Ph/1750/5.0 Bhp/4"D | https://www.zoellerpumps.com/en-us/products/sewage-pumps/commercial/600-series | EA | 5394 |  | 53514116750 | 245 | LB | 45 | 24.5 | 32.75 | 12 Months | NO
651-0010 | G651 460V/3Ph/1750/5.0 Bhp/3"Vert-D | G651 460V/3Ph/1750/5.0 Bhp/3"Vert-D | https://www.zoellerpumps.com/en-us/products/sewage-pumps/commercial/600-series | EA | 5394 |  | 53514116767 | 245 | LB | 45 | 24.5 | 32.75 | 12 Months | NO
651-0011 | G651 460V/3Ph/1750/5.0 Bhp/4"D | G651 460V/3Ph/1750/5.0 Bhp/4"D | https://www.zoellerpumps.com/en-us/products/sewage-pumps/commercial/600-series | EA | 5394 |  | 53514116774 | 245 | LB | 45 | 24.5 | 32.75 | 12 Months | NO
651-0012 | BA651 575V/3Ph/1750/5.0 Bhp/3"vert-D | BA651 575V/3Ph/1750/5.0 Bhp/3"vert-D | https://www.zoellerpumps.com/en-us/products/sewage-pumps/commercial/600-series | EA | 5564 |  | 53514116781 | 245 | LB | 45 | 24.5 | 32.75 | 12 Months | NO
651-0013 | BA651 575V/3Ph/1750/5.0 Bhp/4"D | BA651 575V/3Ph/1750/5.0 Bhp/4"D | https://www.zoellerpumps.com/en-us/products/sewage-pumps/commercial/600-series | EA | 5564 |  | 53514116798 | 245 | LB | 45 | 24.5 | 32.75 | 12 Months | NO
651-0014 | J651 50'Cd/200V/3Ph/1750/5.0Bhp/3"Vert-D | J651 50'Cd/200V/3Ph/1750/5.0Bhp/3"Vert-D | https://www.zoellerpumps.com/en-us/products/sewage-pumps/commercial/600-series | EA | 5564 |  | 53514119867 | 245 | LB | 45 | 24.5 | 32.75 | 12 Months | NO
651-0015 | F651 75'Cd/230V/3Ph/1750/5.0Bhp/4"D | F651 75'Cd/230V/3Ph/1750/5.0Bhp/4"D | https://www.zoellerpumps.com/en-us/products/sewage-pumps/commercial/600-series | EA | 5669 |  | 53514121815 | 245 | LB | 45 | 24.5 | 32.75 | 12 Months | NO
651-0016 | G651 460V/3P/1750/5.0Bhp/3"Hor-D | G651 460V/3P/1750/5.0Bhp/3"Hor-D | https://www.zoellerpumps.com/en-us/products/sewage-pumps/commercial/600-series | EA | 5394 |  | 53514127169 | 245 | LB | 45 | 24.5 | 32.75 | 12 Months | NO
651-0018 | E651 50'Cd/230V/1Ph/1750/5.0Bhp/3"Hor-D | E651 50'Cd/230V/1Ph/1750/5.0Bhp/3"Hor-D | https://www.zoellerpumps.com/en-us/products/sewage-pumps/commercial/600-series | EA | 6073 |  | 53514133382 | 250 | LB | 45 | 24.5 | 32.75 | 12 Months | NO
651-0019 | E651 50'Cd/230V/1Ph/1750/5.0Bhp/4"D | E651 50'Cd/230V/1Ph/1750/5.0Bhp/4"D | https://www.zoellerpumps.com/en-us/products/sewage-pumps/commercial/600-series | EA | 6073 |  | 53514140113 | 245 | LB | 45 | 24.5 | 32.75 | 12 Months | NO
651-0020 | E651 50'Cd/230V/1Ph/1750/5.0Bhp/3"Vert-D | E651 50'Cd/230V/1Ph/1750/5.0Bhp/3"Vert-D | https://www.zoellerpumps.com/en-us/products/sewage-pumps/commercial/600-series | EA | 6073 |  | 53514146696 | 245 | LB | 45 | 24.5 | 32.75 | 12 Months | NO
651-0021 | J651 200V/3Ph/1750/5.0 Bhp/3"Hor-D | J651 200V/3Ph/1750/5.0 Bhp/3"Hor-D | https://www.zoellerpumps.com/en-us/products/sewage-pumps/commercial/600-series | EA | 5394 |  | 53514150716 | 245 | LB | 45 | 24.5 | 32.75 | 12 Months | NO
651-0022 | EX651 230V/1Ph/1750/5.0 Bhp/3"Vert-D/Ex Pr | EX651 230V/1Ph/1750/5.0 Bhp/3"Vert-D/Ex Pr | https://www.zoellerpumps.com/en-us/products/sewage-pumps/commercial/600-series | EA | 8509 |  | 53514155360 | 295 | LB | 45 | 24.5 | 32.75 | 12 Months | NO
651-0023 | EX651 230V/1Ph/1750/5.0Bhp/3"Hor-D/Ex Pr | EX651 230V/1Ph/1750/5.0Bhp/3"Hor-D/Ex Pr | https://www.zoellerpumps.com/en-us/products/sewage-pumps/commercial/600-series | EA | 8509 |  | 53514157555 | 295 | LB | 45 | 24.5 | 32.75 | 12 Months | NO
651-0024 | EX651 230V/1Ph/1750/5.0Bhp/4"D/Ex Pr | EX651 230V/1Ph/1750/5.0Bhp/4"D/Ex Pr | https://www.zoellerpumps.com/en-us/products/sewage-pumps/commercial/600-series | EA | 8509 |  | 53514157562 | 295 | LB | 45 | 24.5 | 32.75 | 12 Months | NO
651-0025 | JX651 200V/3Ph/1750/5.0Bhp/3"Vert-D/Ex Pr | JX651 200V/3Ph/1750/5.0Bhp/3"Vert-D/Ex Pr | https://www.zoellerpumps.com/en-us/products/sewage-pumps/commercial/600-series | EA | 8000 |  | 53514157586 | 295 | LB | 45 | 24.5 | 32.75 | 12 Months | NO
651-0026 | JX651 200V/3Ph/1750/5.0Bhp/3"Hor-D/Ex Pr | JX651 200V/3Ph/1750/5.0Bhp/3"Hor-D/Ex Pr | https://www.zoellerpumps.com/en-us/products/sewage-pumps/commercial/600-series | EA | 8000 |  | 53514157609 | 295 | LB | 45 | 24.5 | 32.75 | 12 Months | NO
651-0027 | JX651 200V/3Ph/1750/5.0Bhp/4"D/Ex Pr | JX651 200V/3Ph/1750/5.0Bhp/4"D/Ex Pr | https://www.zoellerpumps.com/en-us/products/sewage-pumps/commercial/600-series | EA | 8000 |  | 53514157623 | 295 | LB | 45 | 24.5 | 32.75 | 12 Months | NO
651-0028 | FX651 230V/3Ph/1750/5.0Bhp/3"Vert-D/Ex Pr | FX651 230V/3Ph/1750/5.0Bhp/3"Vert-D/Ex Pr | https://www.zoellerpumps.com/en-us/products/sewage-pumps/commercial/600-series | EA | 8000 |  | 53514157630 | 295 | LB | 45 | 24.5 | 32.75 | 12 Months | NO
651-0029 | FX651 230V/3Ph/1750/5.0Bhp/3"Hor-D/Ex Pr | FX651 230V/3Ph/1750/5.0Bhp/3"Hor-D/Ex Pr | https://www.zoellerpumps.com/en-us/products/sewage-pumps/commercial/600-series | EA | 8000 |  | 53514157647 | 295 | LB | 45 | 24.5 | 32.75 | 12 Months | NO
651-0030 | FX651 230V/3Ph/1750/5.0Bhp/4"D/Ex Pr | FX651 230V/3Ph/1750/5.0Bhp/4"D/Ex Pr | https://www.zoellerpumps.com/en-us/products/sewage-pumps/commercial/600-series | EA | 8000 |  | 53514157654 | 295 | LB | 45 | 24.5 | 32.75 | 12 Months | NO
651-0031 | GX651 460V/3Ph/1750/5.0Bhp/3"Vert-D/Ex Pr | GX651 460V/3Ph/1750/5.0Bhp/3"Vert-D/Ex Pr | https://www.zoellerpumps.com/en-us/products/sewage-pumps/commercial/600-series | EA | 8000 |  | 53514157661 | 295 | LB | 45 | 24.5 | 32.75 | 12 Months | NO
651-0032 | GX651 460V/3Ph/1750/5.0Bhp/3"Hor-D/Ex Pr | GX651 460V/3Ph/1750/5.0Bhp/3"Hor-D/Ex Pr | https://www.zoellerpumps.com/en-us/products/sewage-pumps/commercial/600-series | EA | 8000 |  | 53514157678 | 295 | LB | 45 | 24.5 | 32.75 | 12 Months | NO
651-0033 | GX651 460V/3Ph/1750/5.0Bhp/4"D/Ex Pr | GX651 460V/3Ph/1750/5.0Bhp/4"D/Ex Pr | https://www.zoellerpumps.com/en-us/products/sewage-pumps/commercial/600-series | EA | 8000 |  | 53514157692 | 295 | LB | 45 | 24.5 | 32.75 | 12 Months | NO
651-0034 | BAX651 575V/3Ph/1750/5.0Bhp/3"Vert-D/Ex Pr | BAX651 575V/3Ph/1750/5.0Bhp/3"Vert-D/Ex Pr | https://www.zoellerpumps.com/en-us/products/sewage-pumps/commercial/600-series | EA | 8170 |  | 53514157715 | 295 | LB | 45 | 24.5 | 32.75 | 12 Months | NO
651-0035 | BAX651 575V/3Ph/1750/5.0Bhp/3"Hor-D/Ex Pr | BAX651 575V/3Ph/1750/5.0Bhp/3"Hor-D/Ex Pr | https://www.zoellerpumps.com/en-us/products/sewage-pumps/commercial/600-series | EA | 8170 |  | 53514157753 | 295 | LB | 45 | 24.5 | 32.75 | 12 Months | NO
651-0036 | BAX651 575V/3Ph/1750/5.0Bhp/4"D/Ex Pr | BAX651 575V/3Ph/1750/5.0Bhp/4"D/Ex Pr | https://www.zoellerpumps.com/en-us/products/sewage-pumps/commercial/600-series | EA | 8170 |  | 53514157777 | 295 | LB | 45 | 24.5 | 32.75 | 12 Months | NO
651-0037 | J651 35'Cd/200V/3Ph/1750/5.0Bhp/3"Vert-D | J651 35'Cd/200V/3Ph/1750/5.0Bhp/3"Vert-D | https://www.zoellerpumps.com/en-us/products/sewage-pumps/commercial/600-series | EA | 5504 |  | 53514153427 | 248 | LB | 45 | 24.5 | 32.75 | 12 Months | NO
651-0038 | F651 35'Cd/230V/3Ph/1750/5.0Bhp/3"Vert-D | F651 35'Cd/230V/3Ph/1750/5.0Bhp/3"Vert-D | https://www.zoellerpumps.com/en-us/products/sewage-pumps/commercial/600-series | EA | 5504 |  | 53514154226 | 245 | LB | 45 | 24.5 | 32.75 | 12 Months | NO
651-0039 | E651 35'Cd/230V/1Ph/1750/5.0Bhp/4"D | E651 35'Cd/230V/1Ph/1750/5.0Bhp/4"D | https://www.zoellerpumps.com/en-us/products/sewage-pumps/commercial/600-series | EA | 6013 |  | 53514159306 | 245 | LB | 45 | 24.5 | 32.75 | 12 Months | NO
651-0040 | F651 50'Cd/230V/3Ph/1750/5.0Bhp/4"D | F651 50'Cd/230V/3Ph/1750/5.0Bhp/4"D | https://www.zoellerpumps.com/en-us/products/sewage-pumps/commercial/600-series | EA | 5564 |  | 53514159405 | 245 | LB | 45 | 24.5 | 32.75 | 12 Months | NO
651-0041 | E651 230V/1Ph/1750/5.0 Bhp/3"Hor-D | E651 230V/1Ph/1750/5.0 Bhp/3"Hor-D | https://www.zoellerpumps.com/en-us/products/sewage-pumps/commercial/600-series | EA | 5903 |  | 53514170165 | 245 | LB | 45 | 24.5 | 32.75 | 12 Months | NO
651-0042 | J651 50'Cd/200V/3Ph/1750/5.0Bhp/4"D | J651 50'Cd/200V/3Ph/1750/5.0Bhp/4"D | https://www.zoellerpumps.com/en-us/products/sewage-pumps/commercial/600-series | EA | 5564 |  | 53514171599 | 245 | LB | 45 | 24.5 | 32.75 | 12 Months | NO
651-0043 | G651 50'Cd/460V/3Ph/1750/5.0Bhp/3"Vert-D | G651 50'Cd/460V/3Ph/1750/5.0Bhp/3"Vert-D | https://www.zoellerpumps.com/en-us/products/sewage-pumps/commercial/600-series | EA | 5564 |  | 53514173791 | 245 | LB | 45 | 24.5 | 32.75 | 12 Months | NO
651-0044 | G651 50'Cd/460V/3Ph/1750/5.0Bhp/4"D | G651 50'Cd/460V/3Ph/1750/5.0Bhp/4"D | https://www.zoellerpumps.com/en-us/products/sewage-pumps/commercial/600-series | EA | 5564 |  | 53514174422 | 245 | LB | 45 | 24.5 | 32.75 | 12 Months | NO
651-0045 | F651 230V/3Ph/1750/5.0 Bhp/3"Hor-D | F651 230V/3Ph/1750/5.0 Bhp/3"Hor-D | https://www.zoellerpumps.com/en-us/products/sewage-pumps/commercial/600-series | EA | 5394 |  | 53514174484 | 245 | LB | 45 | 24.5 | 32.75 | 12 Months | NO
651-0046 | G651 35'Cd/460V/3Ph/1750/5.0 Bhp/4"D | G651 35'Cd/460V/3Ph/1750/5.0 Bhp/4"D | https://www.zoellerpumps.com/en-us/products/sewage-pumps/commercial/600-series | EA | 5504 |  | 53514176389 | 245 | LB | 45 | 24.5 | 32.75 | 12 Months | NO
651-0047 | G651 35'Cd/460V/3Ph/1750/5.0Bhp/3"Vert-D | G651 35'Cd/460V/3Ph/1750/5.0Bhp/3"Vert-D | https://www.zoellerpumps.com/en-us/products/sewage-pumps/commercial/600-series | EA | 5504 |  | 53514179038 | 245 | LB | 45 | 24.5 | 32.75 | 12 Months | NO
651-0048 | E651 35'Cd/230V/1Ph/1750/5.0Bhp/3"Vert-D | E651 35'Cd/230V/1Ph/1750/5.0Bhp/3"Vert-D | https://www.zoellerpumps.com/en-us/products/sewage-pumps/commercial/600-series | EA | 6013 |  | 53514182212 | 245 | LB | 45 | 24.5 | 32.75 | 12 Months | NO
651-0050 | J651 35'Cd/200V/3Ph/1750/5.0Bhp/4"D | J651 35'Cd/200V/3Ph/1750/5.0Bhp/4"D | https://www.zoellerpumps.com/en-us/products/sewage-pumps/commercial/600-series | EA | 5504 |  | 53514196769 | 245 | LB | 45 | 24.5 | 32.75 | 12 Months | NO
651-0051 | J651 35'Cd/200V/3Ph/1750/5.0Bhp/3"Hor-D | J651 35'Cd/200V/3Ph/1750/5.0Bhp/3"Hor-D | https://www.zoellerpumps.com/en-us/products/sewage-pumps/commercial/600-series | EA | 5504 |  | 53514197131 | 245 | LB | 45 | 24.5 | 32.75 | 12 Months | NO
651-0052 | G651 35'Cd/460V/3Ph/1750/5.0Bhp/3"Hor-D | G651 35'Cd/460V/3Ph/1750/5.0Bhp/3"Hor-D | https://www.zoellerpumps.com/en-us/products/sewage-pumps/commercial/600-series | EA | 5504 |  | 53514197728 | 245 | LB | 45 | 24.5 | 32.75 | 12 Months | NO
651-0053 | BAX651 50'Cd/575V/3Ph/1750/5.0Bhp/3"Vert-D/Ex Pr | BAX651 50'Cd/575V/3Ph/1750/5.0Bhp/3"Vert-D/Ex Pr | https://www.zoellerpumps.com/en-us/products/sewage-pumps/commercial/600-series | EA | 8340 |  | 53514198978 | 295 | LB | 45 | 24.5 | 32.75 | 12 Months | NO
651-0054 | F651 35'Cd/230V/3P/1750/5.0Bhp/3"Hor-D | F651 35'Cd/230V/3P/1750/5.0Bhp/3"Hor-D | https://www.zoellerpumps.com/en-us/products/sewage-pumps/commercial/600-series | EA | 5504 |  | 53514206581 | 245 | LB | 45 | 24.5 | 32.75 | 12 Months | NO
651-0055 | E651 35'Cd/230V/1Ph/1750/5.0Bhp/3"Hor-D | E651 35'Cd/230V/1Ph/1750/5.0Bhp/3"Hor-D | https://www.zoellerpumps.com/en-us/products/sewage-pumps/commercial/600-series | EA | 6013 |  | 53514206567 | 245 | LB | 45 | 24.5 | 32.75 | 12 Months | NO
651-0057 | J651 75'Cd/200V/3Ph/1750/5.0Bhp/4"D | J651 75'Cd/200V/3Ph/1750/5.0Bhp/4"D | https://www.zoellerpumps.com/en-us/products/sewage-pumps/commercial/600-series | EA | 5669 |  | 53514266066 | 245 | LB | 45 | 24.5 | 32.75 | 12 Months | NO
651-0058 | F651 50'Cd/230V/3Ph/1750/5.0 Bhp/3"Vert-D | F651 50'Cd/230V/3Ph/1750/5.0 Bhp/3"Vert-D | https://www.zoellerpumps.com/en-us/products/sewage-pumps/commercial/600-series | EA | 5564 |  | 53514282417 | 245 | LB | 45 | 24.5 | 32.75 | 12 Months | NO
651-0059 | G651 75'Cd/460V/3Ph/1750/5.0Bhp/3"Vert-D | G651 75'Cd/460V/3Ph/1750/5.0Bhp/3"Vert-D | https://www.zoellerpumps.com/en-us/products/sewage-pumps/commercial/600-series | EA | 5669 |  | 53514283834 | 245 | LB | 45 | 24.5 | 32.75 | 12 Months | NO
651-0061 | J651 50'Cd/200V/3Ph/1750/5.0Bhp/3"Hor-D | J651 50'Cd/200V/3Ph/1750/5.0Bhp/3"Hor-D | https://www.zoellerpumps.com/en-us/products/sewage-pumps/commercial/600-series | EA | 5564 |  | 53514351984 | 245 | LB | 45 | 24.5 | 32.75 | 12 Months | NO
651-0062 | JX651 50'Cd/200V/3Ph/1750/5.0Bhp/4"D/Ex Pr | JX651 50'Cd/200V/3Ph/1750/5.0Bhp/4"D/Ex Pr | https://www.zoellerpumps.com/en-us/products/sewage-pumps/commercial/600-series | EA | 8170 |  | 53514357948 | 295 | LB | 45 | 24.5 | 32.75 | 12 Months | NO
651-0063 | J651 50'Cd/200V/3Ph/1750/5.0Bhp/3"Vert-D | J651 50'Cd/200V/3Ph/1750/5.0Bhp/3"Vert-D | https://www.zoellerpumps.com/en-us/products/sewage-pumps/commercial/600-series | EA | 5564 |  | 53514362591 | 248 | LB | 45 | 24.5 | 32.75 | 12 Months | NO
651-0064 | JX651 50'Cd/200V/3Ph/1750/5.0Bhp/3"Vert-D/Ex Pr | JX651 50'Cd/200V/3Ph/1750/5.0Bhp/3"Vert-D/Ex Pr | https://www.zoellerpumps.com/en-us/products/sewage-pumps/commercial/600-series | EA | 8170 |  | 53514397746 | 295 | LB | 45 | 24.5 | 32.75 | 12 Months | NO
651-0068 | BA651 575V/3Ph/1750/5.0 Bhp/3" Hor-D | BA651 575V/3Ph/1750/5.0 Bhp/3" Hor-D | https://www.zoellerpumps.com/en-us/products/sewage-pumps/commercial/600-series | EA | 5564 |  | 53514445027 | 245 | LB | 45 | 24.5 | 32.75 | 12 Months | NO
651-0069 | GX651 50'Cd/460V/3Ph/1750/5.0Bhp/3" Vert-D/Ex Pr | GX651 50'Cd/460V/3Ph/1750/5.0Bhp/3" Vert-D/Ex Pr | https://www.zoellerpumps.com/en-us/products/sewage-pumps/commercial/600-series | EA | 8170 |  | 53514456009 | 295 | LB | 45 | 24.5 | 32.75 | 12 Months | NO
651-0070 | BA651 50'Cd/575V/3Ph/1750/5.0 Bhp/3"Vert-D | BA651 50'Cd/575V/3Ph/1750/5.0 Bhp/3"Vert-D | https://www.zoellerpumps.com/en-us/products/sewage-pumps/commercial/600-series | EA | 5734 |  | 53514459376 | 245 | LB | 45 | 24.5 | 32.75 | 12 Months | NO
651-0072 | E651 75'Cd/230V/1Ph/1750/5.0Bhp/4"D | E651 75'Cd/230V/1Ph/1750/5.0Bhp/4"D | https://www.zoellerpumps.com/en-us/products/sewage-pumps/commercial/600-series | EA | 6178 |  | 53514473488 | 25 | LB | 45 | 24.5 | 32.75 | 12 Months | NO
651-0073 | GX651 35'Cd/460V/3Ph/1750/5.0Bhp/4"D/Ex Pr | GX651 35'Cd/460V/3Ph/1750/5.0Bhp/4"D/Ex Pr | https://www.zoellerpumps.com/en-us/products/sewage-pumps/commercial/600-series | EA | 8110 |  | 53514473778 | 295 | LB | 45 | 24.5 | 32.75 | 12 Months | NO
651-0074 | GX651 50'Cd/460V/3Ph/1750/5.0Bhp/4"D/Ex Pr | GX651 50'Cd/460V/3Ph/1750/5.0Bhp/4"D/Ex Pr | https://www.zoellerpumps.com/en-us/products/sewage-pumps/commercial/600-series | EA | 8170 |  | 53514475567 | 295 | LB | 45 | 24.5 | 32.75 | 12 Months | NO
661-0006 | J661 200V/3Ph/1750/7.5 Bhp/3"Vert-D | J661 200V/3Ph/1750/7.5 Bhp/3"Vert-D | https://www.zoellerpumps.com/en-us/products/sewage-pumps/commercial/600-series | EA | 6000 |  | 53514116842 | 245 | LB | 45 | 24.5 | 32.75 | 12 Months | NO
661-0007 | J661 200V/3Ph/1750/7.5 Bhp/4"D | J661 200V/3Ph/1750/7.5 Bhp/4"D | https://www.zoellerpumps.com/en-us/products/sewage-pumps/commercial/600-series | EA | 6000 |  | 53514116859 | 245 | LB | 45 | 24.5 | 32.75 | 12 Months | NO
661-0008 | F661 230V/3Ph/1750/7.5 Bhp/3"Vert-D | F661 230V/3Ph/1750/7.5 Bhp/3"Vert-D | https://www.zoellerpumps.com/en-us/products/sewage-pumps/commercial/600-series | EA | 6000 |  | 53514116866 | 245 | LB | 45 | 24.5 | 32.75 | 12 Months | NO
661-0009 | F661 230V/3Ph/1750/7.5 Bhp/4"D | F661 230V/3Ph/1750/7.5 Bhp/4"D | https://www.zoellerpumps.com/en-us/products/sewage-pumps/commercial/600-series | EA | 6000 |  | 53514116873 | 245 | LB | 45 | 24.5 | 32.75 | 12 Months | NO
661-0010 | G661 460V/3Ph/1750/7.5 Bhp/3"Vert-D | G661 460V/3Ph/1750/7.5 Bhp/3"Vert-D | https://www.zoellerpumps.com/en-us/products/sewage-pumps/commercial/600-series | EA | 6000 |  | 53514116880 | 245 | LB | 45 | 24.5 | 32.75 | 12 Months | NO
661-0011 | G661 460V/3Ph/1750/7.5 Bhp/4"D | G661 460V/3Ph/1750/7.5 Bhp/4"D | https://www.zoellerpumps.com/en-us/products/sewage-pumps/commercial/600-series | EA | 6000 |  | 53514116897 | 245 | LB | 45 | 24.5 | 32.75 | 12 Months | NO
661-0012 | BA661 575V/3Ph/1750/7.5 Bhp/3"Vert-D | BA661 575V/3Ph/1750/7.5 Bhp/3"Vert-D | https://www.zoellerpumps.com/en-us/products/sewage-pumps/commercial/600-series | EA | 6170 |  | 53514116903 | 245 | LB | 45 | 24.5 | 32.75 | 12 Months | NO
661-0013 | BA661 575V/3Ph/1750/7.5 Bhp/4"D | BA661 575V/3Ph/1750/7.5 Bhp/4"D | https://www.zoellerpumps.com/en-us/products/sewage-pumps/commercial/600-series | EA | 6170 |  | 53514116910 | 245 | LB | 45 | 24.5 | 32.75 | 36 Months | NO
661-0014 | G661 75'Cd/460V/3Ph/1750/7.5Bhp/4"D | G661 75'Cd/460V/3Ph/1750/7.5Bhp/4"D | https://www.zoellerpumps.com/en-us/products/sewage-pumps/commercial/600-series | EA | 6275 |  | 53514131333 | 245 | LB | 45 | 24.5 | 32.75 | 12 Months | NO
661-0015 | F661 75'Cd/230V/3Ph/1750/7.5Bhp/4"D | F661 75'Cd/230V/3Ph/1750/7.5Bhp/4"D | https://www.zoellerpumps.com/en-us/products/sewage-pumps/commercial/600-series | EA | 6275 |  | 53514131982 | 245 | LB | 45 | 24.5 | 32.75 | 12 Months | NO
661-0016 | F661 35'Cd/230V/3Ph/1750/7.5Bhp/4"D | F661 35'Cd/230V/3Ph/1750/7.5Bhp/4"D | https://www.zoellerpumps.com/en-us/products/sewage-pumps/commercial/600-series | EA | 6110 |  | 53514135300 | 245 | LB | 45 | 24.5 | 32.75 | 12 Months | NO
661-0017 | J661 75'Cd/200V/3Ph/1750/7.5Bhp/4"D | J661 75'Cd/200V/3Ph/1750/7.5Bhp/4"D | https://www.zoellerpumps.com/en-us/products/sewage-pumps/commercial/600-series | EA | 6275 |  | 53514136543 | 245 | LB | 45 | 24.5 | 32.75 | 12 Months | NO
661-0018 | F661 50'Cd/230V/3Ph/1750/7.5Bhp/3"Vert-D | F661 50'Cd/230V/3Ph/1750/7.5Bhp/3"Vert-D | https://www.zoellerpumps.com/en-us/products/sewage-pumps/commercial/600-series | EA | 6170 |  | 53514148799 | 245 | LB | 45 | 24.5 | 32.75 | 12 Months | NO
661-0019 | G661 35'Cd/460V/3Ph/1750/7.5Bhp/4"D | G661 35'Cd/460V/3Ph/1750/7.5Bhp/4"D | https://www.zoellerpumps.com/en-us/products/sewage-pumps/commercial/600-series | EA | 6110 |  | 53514148980 | 245 | LB | 45 | 24.5 | 32.75 | 12 Months | NO
661-0020 | F661 50'Cd/230V/3Ph/1750/7.5Bhp/4"D | F661 50'Cd/230V/3Ph/1750/7.5Bhp/4"D | https://www.zoellerpumps.com/en-us/products/sewage-pumps/commercial/600-series | EA | 6170 |  | 53514150839 | 241 | LB | 45 | 24.5 | 32.75 | 12 Months | NO
661-0021 | JX661 200V/3Ph/1750/7.5 Bhp/3"Vert-D/Ex Pr | JX661 200V/3Ph/1750/7.5 Bhp/3"Vert-D/Ex Pr | https://www.zoellerpumps.com/en-us/products/sewage-pumps/commercial/600-series | EA | 8739 |  | 53514155377 | 295 | LB | 45 | 24.5 | 32.75 | 12 Months | NO
661-0022 | JX661 200V/3Ph/1750/7.5Bhp/3"Hor-D/Ex Pr | JX661 200V/3Ph/1750/7.5Bhp/3"Hor-D/Ex Pr | https://www.zoellerpumps.com/en-us/products/sewage-pumps/commercial/600-series | EA | 8739 |  | 53514157807 | 295 | LB | 45 | 24.5 | 32.75 | 12 Months | NO
661-0023 | JX661 200V/3Ph/1750/7.5Bhp/4"D/Ex Pr | JX661 200V/3Ph/1750/7.5Bhp/4"D/Ex Pr | https://www.zoellerpumps.com/en-us/products/sewage-pumps/commercial/600-series | EA | 8739 |  | 53514157821 | 295 | LB | 45 | 24.5 | 32.75 | 12 Months | NO
661-0024 | FX661 230V/3Ph/1750/7.5Bhp/3"Vert-D/Ex Pr | FX661 230V/3Ph/1750/7.5Bhp/3"Vert-D/Ex Pr | https://www.zoellerpumps.com/en-us/products/sewage-pumps/commercial/600-series | EA | 8739 |  | 53514157838 | 295 | LB | 45 | 24.5 | 32.75 | 12 Months | NO
661-0025 | FX661 230V/3Ph/1750/7.5Bhp/3"Hor-D/Ex Pr | FX661 230V/3Ph/1750/7.5Bhp/3"Hor-D/Ex Pr | https://www.zoellerpumps.com/en-us/products/sewage-pumps/commercial/600-series | EA | 8739 |  | 53514157845 | 295 | LB | 45 | 24.5 | 32.75 | 12 Months | NO
661-0026 | FX661 230V/3Ph/1750/7.5Bhp/4"D/Ex Pr | FX661 230V/3Ph/1750/7.5Bhp/4"D/Ex Pr | https://www.zoellerpumps.com/en-us/products/sewage-pumps/commercial/600-series | EA | 8739 |  | 53514157852 | 295 | LB | 45 | 24.5 | 32.75 | 12 Months | NO
661-0027 | GX661 460V/3Ph/1750/7.5Bhp/3"Vert-D/Ex Pr | GX661 460V/3Ph/1750/7.5Bhp/3"Vert-D/Ex Pr | https://www.zoellerpumps.com/en-us/products/sewage-pumps/commercial/600-series | EA | 8739 |  | 53514157869 | 295 | LB | 45 | 24.5 | 32.75 | 12 Months | NO
661-0028 | GX661 460V/3Ph/1750/7.5Bhp/3"Hor-D/Ex Pr | GX661 460V/3Ph/1750/7.5Bhp/3"Hor-D/Ex Pr | https://www.zoellerpumps.com/en-us/products/sewage-pumps/commercial/600-series | EA | 8739 |  | 53514157876 | 295 | LB | 45 | 24.5 | 32.75 | 12 Months | NO
661-0029 | GX661 460V/3Ph/1750/7.5Bhp/4"D/Ex Pr | GX661 460V/3Ph/1750/7.5Bhp/4"D/Ex Pr | https://www.zoellerpumps.com/en-us/products/sewage-pumps/commercial/600-series | EA | 8739 |  | 53514157890 | 295 | LB | 45 | 24.5 | 32.75 | 12 Months | NO
661-0030 | BAX661 575V/3Ph/1750/7.5Bhp/3"Vert-D/Ex Pr | BAX661 575V/3Ph/1750/7.5Bhp/3"Vert-D/Ex Pr | https://www.zoellerpumps.com/en-us/products/sewage-pumps/commercial/600-series | EA | 8909 |  | 53514157913 | 295 | LB | 45 | 24.5 | 32.75 | 12 Months | NO
661-0031 | BAX661 575V/3Ph/1750/7.5Bhp/3"Hor-D/Ex Pr | BAX661 575V/3Ph/1750/7.5Bhp/3"Hor-D/Ex Pr | https://www.zoellerpumps.com/en-us/products/sewage-pumps/commercial/600-series | EA | 8909 |  | 53514157937 | 295 | LB | 45 | 24.5 | 32.75 | 12 Months | NO
661-0032 | BAX661 575V/3Ph/1750/7.5Bhp/4"D/Ex Pr | BAX661 575V/3Ph/1750/7.5Bhp/4"D/Ex Pr | https://www.zoellerpumps.com/en-us/products/sewage-pumps/commercial/600-series | EA | 8909 |  | 53514157951 | 295 | LB | 45 | 24.5 | 32.75 | 12 Months | NO
661-0033 | J661 50'Cd/200V/3Ph/1750/7.5Bhp/3"Hor-D | J661 50'Cd/200V/3Ph/1750/7.5Bhp/3"Hor-D | https://www.zoellerpumps.com/en-us/products/sewage-pumps/commercial/600-series | EA | 6170 |  | 53514155131 | 245 | LB | 45 | 24.5 | 32.75 | 12 Months | NO
661-0034 | G661 50'Cd/460V/3Ph/1750/7.5Bhp/3"Vert-D | G661 50'Cd/460V/3Ph/1750/7.5Bhp/3"Vert-D | https://www.zoellerpumps.com/en-us/products/sewage-pumps/commercial/600-series | EA | 6170 |  | 53514159177 | 245 | LB | 45 | 24.5 | 32.75 | 12 Months | NO
661-0035 | J661 200V/3Ph/1750/7.5 Bhp/3"Hor-D | J661 200V/3Ph/1750/7.5 Bhp/3"Hor-D | https://www.zoellerpumps.com/en-us/products/sewage-pumps/commercial/600-series | EA | 6000 |  | 53514172992 | 245 | LB | 45 | 24.5 | 32.75 | 12 Months | NO
661-0037 | G661 460V/3Ph/1750/7.5 Bhp/3"Hor-D | G661 460V/3Ph/1750/7.5 Bhp/3"Hor-D | https://www.zoellerpumps.com/en-us/products/sewage-pumps/commercial/600-series | EA | 6000 |  | 53514175122 | 245 | LB | 45 | 24.5 | 32.75 | 12 Months | NO
661-0038 | J661 50'Cd/200V/3Ph/1750/7.5Bhp/4"D | J661 50'Cd/200V/3Ph/1750/7.5Bhp/4"D | https://www.zoellerpumps.com/en-us/products/sewage-pumps/commercial/600-series | EA | 6170 |  | 53514181536 | 245 | LB | 45 | 24.5 | 32.75 | 12 Months | NO
661-0039 | J661 50'Cd/200V/3Ph/1750/7.5Bhp/3"Vert-D | J661 50'Cd/200V/3Ph/1750/7.5Bhp/3"Vert-D | https://www.zoellerpumps.com/en-us/products/sewage-pumps/commercial/600-series | EA | 6170 |  | 53514183110 | 245 | LB | 45 | 24.5 | 32.75 | 12 Months | NO
661-0040 | F661 230V/3Ph/1750/7.5 Bhp/3"Hor-D | F661 230V/3Ph/1750/7.5 Bhp/3"Hor-D | https://www.zoellerpumps.com/en-us/products/sewage-pumps/commercial/600-series | EA | 6000 |  | 53514195144 | 245 | LB | 45 | 24.5 | 32.75 | 12 Months | NO
661-0041 | JX661 50'Cd/200V/3P/1750/7.5Bhp/4"D/Ex Pr | JX661 50'Cd/200V/3P/1750/7.5Bhp/4"D/Ex Pr | https://www.zoellerpumps.com/en-us/products/sewage-pumps/commercial/600-series | EA | 8909 |  | 53514203467 | 295 | LB | 45 | 24.5 | 32.75 | 12 Months | NO
661-0042 | G661 50'Cd/460V/3Ph/1750/7.5Bhp/3"Hor-D | G661 50'Cd/460V/3Ph/1750/7.5Bhp/3"Hor-D | https://www.zoellerpumps.com/en-us/products/sewage-pumps/commercial/600-series | EA | 6170 |  | 53514207472 | 245 | LB | 45 | 24.5 | 32.75 | 12 Months | NO
661-0043 | G661 35'Cd/460V/3Ph/1750/7.5Bhp/3"Vert-D | G661 35'Cd/460V/3Ph/1750/7.5Bhp/3"Vert-D | https://www.zoellerpumps.com/en-us/products/sewage-pumps/commercial/600-series | EA | 6110 |  | 53514219666 | 245 | LB | 45 | 24.5 | 32.75 | 12 Months | NO
661-0044 | G661 50'Cd/460V/3Ph/1750/7.5 Bhp/4"D | G661 50'Cd/460V/3Ph/1750/7.5 Bhp/4"D | https://www.zoellerpumps.com/en-us/products/sewage-pumps/commercial/600-series | EA | 6170 |  | 53514230739 | 245 | LB | 45 | 24.5 | 32.75 | 12 Months | NO
661-0047 | J661 35'Cd/200V/3Ph/1750/7.5 Bhp/3"Vert-D | J661 35'Cd/200V/3Ph/1750/7.5 Bhp/3"Vert-D | https://www.zoellerpumps.com/en-us/products/sewage-pumps/commercial/600-series | EA | 6110 |  | 53514282073 | 245 | LB | 45 | 24.5 | 32.75 | 12 Months | NO
661-0048 | J661 35'Cd/200V/3Ph/1750/7.5Bhp/4"D | J661 35'Cd/200V/3Ph/1750/7.5Bhp/4"D | https://www.zoellerpumps.com/en-us/products/sewage-pumps/commercial/600-series | EA | 6110 |  | 53514288198 | 245 | LB | 45 | 24.5 | 32.75 | 12 Months | NO
661-0049 | F661 75'Cd/230V/3Ph/1750/7.5 Bhp/3"Vert-D | F661 75'Cd/230V/3Ph/1750/7.5 Bhp/3"Vert-D | https://www.zoellerpumps.com/en-us/products/sewage-pumps/commercial/600-series | EA | 6275 |  | 53514317027 | 245 | LB | 45 | 24.5 | 32.75 | 12 Months | NO
661-0050 | J661 75'Cd/200V/3Ph/1750/7.5Bhp/3"Vert-D | J661 75'Cd/200V/3Ph/1750/7.5Bhp/3"Vert-D | https://www.zoellerpumps.com/en-us/products/sewage-pumps/commercial/600-series | EA | 6275 |  | 53514344979 | 245 | LB | 45 | 24.5 | 32.75 | 12 Months | NO
661-0051 | J661 35'Cd/200V/3Ph/1750/7.5Bhp/3"Hor-D | J661 35'Cd/200V/3Ph/1750/7.5Bhp/3"Hor-D | https://www.zoellerpumps.com/en-us/products/sewage-pumps/commercial/600-series | EA | 6110 |  | 53514351359 | 245 | LB | 45 | 24.5 | 32.75 | 12 Months | NO
661-0052 | BA661 575V/3Ph/1750/7.5 Bhp/3" Hor-D | BA661 575V/3Ph/1750/7.5 Bhp/3" Hor-D | https://www.zoellerpumps.com/en-us/products/sewage-pumps/commercial/600-series | EA | 6000 |  | 53514379704 | 245 | LB | 45 | 24.5 | 32.75 | 12 Months | NO
661-0055 | BAX661 50'Cd/575V/3Ph/1750/7.5Bhp/4"D/Ex Pr | BAX661 50'Cd/575V/3Ph/1750/7.5Bhp/4"D/Ex Pr | https://www.zoellerpumps.com/en-us/products/sewage-pumps/commercial/600-series | EA | 9079 |  | 53514418588 | 295 | LB | 45 | 24.5 | 32.75 | 12 Months | NO
661-0056 | JX661 50'Cd/200V/3Ph/1750/7.5 Bhp/3"Vert-D/Ex Pr | JX661 50'Cd/200V/3Ph/1750/7.5 Bhp/3"Vert-D/Ex Pr | https://www.zoellerpumps.com/en-us/products/sewage-pumps/commercial/600-series | EA | 8909 |  | 53514458157 | 295 | LB | 45 | 24.5 | 32.75 | 12 Months | NO
661-0057 | BA661 50'Cd/575V/3Ph/1750/7.5 Bhp/3"Vert-D | BA661 50'Cd/575V/3Ph/1750/7.5 Bhp/3"Vert-D | https://www.zoellerpumps.com/en-us/products/sewage-pumps/commercial/600-series | EA | 6340 |  | 53514459383 | 245 | LB | 45 | 24.5 | 32.75 | 12 Months | NO
661-0058 | GX661 50'Cd/460V/3Ph/1750/7.5Bhp/4"D/Ex Pr | GX661 50'Cd/460V/3Ph/1750/7.5Bhp/4"D/Ex Pr | https://www.zoellerpumps.com/en-us/products/sewage-pumps/commercial/600-series | EA | 8909 |  | 53514472771 | 295 | LB | 45 | 24.5 | 32.75 | 12 Months | NO
72-0001 | M72 115V/1Ph/cCSAus | M72 115V/1Ph/cCSAus | https://www.zoellerpumps.com/en-us/products/sump-effluent-pumps/residential/model-72 | EA | 272 |  | 53514105488 | 9.5 | LB | 12.25 | 7.5 | 9.5 | 12 Months | YES
72-0002 | N72 115V/1Ph/cCSAus | N72 115V/1Ph/cCSAus | https://www.zoellerpumps.com/en-us/products/sump-effluent-pumps/residential/model-72 | EA | 253 |  | 53514105495 | 9.5 | LB | 12.25 | 7.5 | 9.5 | 12 Months | YES
73-0001 | M73 115V/1P/60Hz/cCSAus | M73 115V/1P/60Hz/cCSAus | https://www.zoellerpumps.com/en-us/products/sump-effluent-pumps/residential/model-73 | EA | 251 |  | 53514351687 | 12.4 | LB | 13.75 | 7.75 | 10 | 24 Months | YES
75-0001 | M75 115V/1Ph/60Hz/1/2Hp/cCSAus | M75 115V/1Ph/60Hz/1/2Hp/cCSAus | https://www.zoellerpumps.com/en-us/products/sump-effluent-pumps/residential/model-75 | EA | 327 |  | 53514361662 | 16.5 | LB | 13.75 | 7.75 | 10 | 24 Months | YES
76-0001 | M76 115V/1Ph/cCSAus | M76 115V/1Ph/cCSAus | https://www.zoellerpumps.com/en-us/products/sump-effluent-pumps/residential/model-76 | EA | 357 |  | 53514112097 | 11.5 | LB | 13.25 | 7.5 | 9.5 | 12 Months | YES
76-0002 | N76 115V/1Ph/cCSAus | N76 115V/1Ph/cCSAus | https://www.zoellerpumps.com/en-us/products/sump-effluent-pumps/residential/model-76 | EA | 312 |  | 53514112103 | 11.5 | LB | 13.25 | 7.5 | 9.5 | 12 Months | YES
803-0001 | M803 115V/1Ph/cCSAus | M803 115V/1Ph/cCSAus | https://www.zoellerpumps.com/en-us/products/grinder-pumps/residential/803-805-807 | EA | 1496 |  | 53514365080 | 65 | LB | 14 | 7.5 | 9.75 | 36 Months | YES
803-0002 | N803 115V/1Ph/cCSAus | N803 115V/1Ph/cCSAus | https://www.zoellerpumps.com/en-us/products/grinder-pumps/residential/803-805-807 | EA | 1466 |  | 53514365318 | 65 | LB | 14 | 7.5 | 9.75 | 36 Months | YES
803-0003 | D803 230V/1Ph/cCSAus | D803 230V/1Ph/cCSAus | https://www.zoellerpumps.com/en-us/products/grinder-pumps/residential/803-805-807 | EA | 1537 |  | 53514365325 | 65 | LB | 14 | 7.5 | 9.75 | 36 Months | YES
803-0004 | E803 230V/1Ph/cCSAus | E803 230V/1Ph/cCSAus | https://www.zoellerpumps.com/en-us/products/grinder-pumps/residential/803-805-807 | EA | 1482 |  | 53514365332 | 65 | LB | 14 | 7.5 | 9.75 | 36 Months | YES
803-0005 | BN803 115V/1Ph/PB15'/cCSAus | BN803 115V/1Ph/PB15'/cCSAus | https://www.zoellerpumps.com/en-us/products/grinder-pumps/residential/803-805-807 | EA | 1528 |  | 53514365349 | 65 | LB | 14 | 7.5 | 9.75 | 36 Months | YES
803-0006 | BE803 230V/1Ph/PB15'/cCSAus | BE803 230V/1Ph/PB15'/cCSAus | https://www.zoellerpumps.com/en-us/products/grinder-pumps/residential/803-805-807 | EA | 1550 |  | 53514365356 | 65 | LB | 14 | 7.5 | 9.75 | 36 Months | YES
803-0015 | E803 35'Cd/230V/1Ph/cCSAus | E803 35'Cd/230V/1Ph/cCSAus | https://www.zoellerpumps.com/en-us/products/grinder-pumps/residential/803-805-807 | EA | 1597 |  | 53514431792 | 65 | LB | 14 | 7.5 | 9.75 | 36 Months | YES
803-0016 | N803 25'Cd/115V/1Ph/cCSAus | N803 25'Cd/115V/1Ph/cCSAus | https://www.zoellerpumps.com/en-us/products/grinder-pumps/residential/803-805-807 | EA | 1571 |  | 53514441371 | 65 | LB | 14 | 7.5 | 9.75 | 36 Months | YES
803-0018 | N803 35'Cd/115V/1Ph/cCSAus | N803 35'Cd/115V/1Ph/cCSAus | https://www.zoellerpumps.com/en-us/products/grinder-pumps/residential/803-805-807 | EA | 1581 |  | 53514449698 | 65 | LB | 14 | 7.5 | 9.75 | 36 Months | YES
803-0019 | M803 35'Cd/115V/1Ph/cCSAus | M803 35'Cd/115V/1Ph/cCSAus | https://www.zoellerpumps.com/en-us/products/grinder-pumps/residential/803-805-807 | EA | 1611 |  | 53514462857 | 65 | LB | 14 | 7.5 | 9.75 | 36 Months | YES
803-0022 | M803 25'Cd/115V/1Ph/cCSAus | M803 25'Cd/115V/1Ph/cCSAus | https://www.zoellerpumps.com/en-us/products/grinder-pumps/residential/803-805-807 | EA | 1601 |  | 53514468354 | 65 | LB | 14 | 7.5 | 9.75 | 36 Months | YES
805-0001 | M805 115V/1Ph/cCSAus | M805 115V/1Ph/cCSAus | https://www.zoellerpumps.com/en-us/products/grinder-pumps/residential/803-805-807 | EA | 1609 |  | 53514364700 | 65 | LB | 14 | 7.5 | 9.75 | 36 Months | YES
805-0002 | N805 115V/1Ph/cCSAus | N805 115V/1Ph/cCSAus | https://www.zoellerpumps.com/en-us/products/grinder-pumps/residential/803-805-807 | EA | 1580 |  | 53514365387 | 65 | LB | 14 | 7.5 | 9.75 | 36 Months | YES
805-0003 | D805 230V/1Ph/cCSAus | D805 230V/1Ph/cCSAus | https://www.zoellerpumps.com/en-us/products/grinder-pumps/residential/803-805-807 | EA | 1649 |  | 53514365394 | 65 | LB | 14 | 7.5 | 9.75 | 36 Months | YES
805-0004 | E805 230V/1Ph/cCSAus | E805 230V/1Ph/cCSAus | https://www.zoellerpumps.com/en-us/products/grinder-pumps/residential/803-805-807 | EA | 1597 |  | 53514365400 | 65 | LB | 14 | 7.5 | 9.75 | 36 Months | YES
805-0005 | BN805 115V/1Ph/PB15'/cCSAus | BN805 115V/1Ph/PB15'/cCSAus | https://www.zoellerpumps.com/en-us/products/grinder-pumps/residential/803-805-807 | EA | 1641 |  | 53514365363 | 65 | LB | 14 | 7.5 | 9.75 | 36 Months | YES
805-0006 | BE805 230V/1Ph/PB15'/cCSAus | BE805 230V/1Ph/PB15'/cCSAus | https://www.zoellerpumps.com/en-us/products/grinder-pumps/residential/803-805-807 | EA | 1663 |  | 53514365370 | 65 | LB | 14 | 7.5 | 9.75 | 36 Months | YES
805-0012 | N805 25'Cd/115V/1Ph/cCSAus | N805 25'Cd/115V/1Ph/cCSAus | https://www.zoellerpumps.com/en-us/products/grinder-pumps/residential/803-805-807 | EA | 1685 |  | 53514425524 | 65 | LB | 14 | 7.5 | 9.75 | 36 Months | YES
805-0014 | M805 35'Cd/115V/1Ph/cCSAus | M805 35'Cd/115V/1Ph/cCSAus | https://www.zoellerpumps.com/en-us/products/grinder-pumps/residential/803-805-807 | EA | 1724 |  | 53514432911 | 65 | LB | 14 | 7.5 | 9.75 | 36 Months | YES
805-0016 | M805 25'Cd/115V/1Ph/cCSAus | M805 25'Cd/115V/1Ph/cCSAus | https://www.zoellerpumps.com/en-us/products/grinder-pumps/residential/803-805-807 | EA | 1714 |  | 53514453749 | 65 | LB | 14 | 7.5 | 9.75 | 36 Months | YES
805-0017 | N805 35'Cd/115V/1Ph/cCSAus | N805 35'Cd/115V/1Ph/cCSAus | https://www.zoellerpumps.com/en-us/products/grinder-pumps/residential/803-805-807 | EA | 1695 |  | 53514456375 | 65 | LB | 14 | 7.5 | 9.75 | 36 Months | YES
805-0020 | E805 35'Cd/230V/1Ph/cCSAus | E805 35'Cd/230V/1Ph/cCSAus | https://www.zoellerpumps.com/en-us/products/grinder-pumps/residential/803-805-807 | EA | 1712 |  | 53514475185 | 65 | LB | 14 | 7.5 | 9.75 | 36 Months | YES
807-0001 | M807 115V/1Ph/cCSAus | M807 115V/1Ph/cCSAus | https://www.zoellerpumps.com/en-us/products/grinder-pumps/residential/803-805-807 | EA | 1744 |  | 53514361310 | 65 | LB | 14 | 7.5 | 9.75 | 36 Months | YES
807-0002 | N807 115V/1Ph/cCSAus | N807 115V/1Ph/cCSAus | https://www.zoellerpumps.com/en-us/products/grinder-pumps/residential/803-805-807 | EA | 1714 |  | 53514365417 | 65 | LB | 14 | 7.5 | 9.75 | 36 Months | YES
807-0003 | D807 230V/1Ph/cCSAus | D807 230V/1Ph/cCSAus | https://www.zoellerpumps.com/en-us/products/grinder-pumps/residential/803-805-807 | EA | 1784 |  | 53514365424 | 65 | LB | 14 | 7.5 | 9.75 | 36 Months | YES
807-0004 | E807 230V/1Ph/cCSAus | E807 230V/1Ph/cCSAus | https://www.zoellerpumps.com/en-us/products/grinder-pumps/residential/803-805-807 | EA | 1730 |  | 53514362010 | 65 | LB | 14 | 7.5 | 9.75 | 36 Months | YES
807-0005 | BN807 115V/1Ph/PB15'/cCSAus | BN807 115V/1Ph/PB15'/cCSAus | https://www.zoellerpumps.com/en-us/products/grinder-pumps/residential/803-805-807 | EA | 1777 |  | 53514365431 | 65 | LB | 14 | 7.5 | 9.75 | 36 Months | YES
807-0006 | BE807 230V/1Ph/PB15'/cCSAus | BE807 230V/1Ph/PB15'/cCSAus | https://www.zoellerpumps.com/en-us/products/grinder-pumps/residential/803-805-807 | EA | 1797 |  | 53514365448 | 65 | LB | 14 | 7.5 | 9.75 | 36 Months | YES
807-0021 | E807 35'Cd/230V/1Ph/cCSAus | E807 35'Cd/230V/1Ph/cCSAus | https://www.zoellerpumps.com/en-us/products/grinder-pumps/residential/803-805-807 | EA | 1880 |  | 53514405502 | 65 | LB | 14 | 7.5 | 9.75 | 36 Months | YES
807-0022 | E807 25'Cd/230V/1Ph/cCSAus | E807 25'Cd/230V/1Ph/cCSAus | https://www.zoellerpumps.com/en-us/products/grinder-pumps/residential/803-805-807 | EA | 1835 |  | 53514439224 | 65 | LB | 14 | 7.5 | 9.75 | 36 Months | YES
810-0004 | E810 230V/1Ph/1Hp/PC Grinder/cCSAus/CSANSF/ANSI 46 | E810 230V/1Ph/1Hp/PC Grinder/cCSAus | https://www.zoellerpumps.com/en-us/products/grinder-pumps/progressing-cavity/810-815 | EA | 2383 |  | 53514184896 | 88 | LB | 24.75 | 12 | 15 | 24 Months | NO
810-0007 | E810 25'Cd/230V/1Ph/1Hp/PC Grinder/cCSAus/CSA NSF/ANSI 46 | E810 25'Cd/230V/1Ph/1Hp/PC Grinder/cCSAus | https://www.zoellerpumps.com/en-us/products/grinder-pumps/progressing-cavity/810-815 | EA | 2473 |  | 53514203924 | 88 | LB | 24.75 | 12 | 15 | 24 Months | NO
810-0008 | E810 50' Cord/230V/1Ph/1Hp/PC Grinder/cCSAus/CSA NSF/ANSI 46 | E810 50' Cord/230V/1Ph/1Hp/PC Grinder/cCSAus | https://www.zoellerpumps.com/en-us/products/grinder-pumps/progressing-cavity/810-815 | EA | 2533 |  | 53514224561 | 88 | LB | 24.75 | 12 | 15 | 24 Months | NO
810-0009 | E810 35' Cord/230V/1Ph/1Hp/PC Grinder/cCSAus/CSA NSF/ANSI 46 | E810 35' Cord/230V/1Ph/1Hp/PC Grinder/cCSAus | https://www.zoellerpumps.com/en-us/products/grinder-pumps/progressing-cavity/810-815 | EA | 2503 |  | 53514249199 | 88 | LB | 24.75 | 12 | 15 | 24 Months | NO
81-0001 | M81 115V/1Ph/cCSAus | M81 115V/1Ph/cCSAus | https://www.zoellerpumps.com/en-us/products/utility-pedestal/80-series | EA | 328 |  | 53514024666 | 15 | LB | 35.75 | 9.25 | 10.75 | 12 Months | NO
810-0010 | RE810 230V/1Ph/1Hp/Manual Run/PC Grinder/cCSAus/CSA NSF/ANSI 46 | RE810 230V/1Ph/1Hp/Manual Run/PC Grinder/cCSAus | https://www.zoellerpumps.com/en-us/products/grinder-pumps/progressing-cavity/810-815 | EA | 2503 |  | 53514337117 | 88 | LB | 24.75 | 12 | 15 | 24 Months | NO
810-0011 | RWD810 230V/1Ph/1Hp/Manual Run/PC Grinder/cCSAus/CSA NSF/ANSI 46 | RWD810 230V/1Ph/1Hp/Manual Run/PC Grinder/cCSAus/CSA NSF/ANSI 46 | https://www.zoellerpumps.com/en-us/products/grinder-pumps/progressing-cavity/810-815 | EA | 2423 |  | 53514368968 | 88 | LB | 24.75 | 12 | 15 | 24 Months | NO
815-0004 | E815 230V/1Ph/2Hp/PC Grinder/cCSAus/CSANSF/ANSI 46 | E815 230V/1Ph/2Hp/PC Grinder/cCSAus | https://www.zoellerpumps.com/en-us/products/grinder-pumps/progressing-cavity/810-815 | EA | 2633 |  | 53514184919 | 91 | LB | 24.75 | 12 | 15 | 24 Months | NO
815-0006 | E815 35'Cd/230V/1Ph/2Hp/PC Grinder/cCSAus/CSA NSF/ANSI 46 | E815 35'Cd/230V/1Ph/2Hp/PC Grinder/cCSAus | https://www.zoellerpumps.com/en-us/products/grinder-pumps/progressing-cavity/810-815 | EA | 2753 |  | 53514192471 | 92 | LB | 24.75 | 12 | 15 | 24 Months | NO
815-0008 | E815 50'Cd/230V/1Ph/2Hp/PC Grinder/cCSAus/CSA NSF/ANSI 46 | E815 50'Cd/230V/1Ph/2Hp/PC Grinder/cCSAus | https://www.zoellerpumps.com/en-us/products/grinder-pumps/progressing-cavity/810-815 | EA | 2783 |  | 53514207038 | 94 | LB | 24.75 | 12 | 15 | 24 Months | NO
815-0012 | E815 25'Cd/230V/1Ph/2Hp/PC Grinder/cCSAus/CSA NSF/ANSI 46 | E815 25'Cd/230V/1Ph/2Hp/PC Grinder/cCSAus | https://www.zoellerpumps.com/en-us/products/grinder-pumps/progressing-cavity/810-815 | EA | 2723 |  | 53514355371 | 91 | LB | 24.75 | 12 | 15 | 24 Months | NO
815-0013 | RWD815 230V/1Ph/2Hp/Manual Run/PC Grinder/cCSAus/CSA NSF/ANSI 46 | RWD815 230V/1Ph/2Hp/Manual Run/PC Grinder/cCSAus/CSA NSF/ANSI 46 | https://www.zoellerpumps.com/en-us/products/grinder-pumps/progressing-cavity/810-815 | EA | 2639 |  | 53514362379 | 91 | LB | 24.75 | 12 | 15 | 24 Months | NO
815-0015 | I815 200-208V/1Ph/2Hp/NA/PC Grinder/cCSAus/CSA NSF/ANSI 46 | I815 200-208V/1Ph/2Hp/NA/PC Grinder/cCSAus/CSA NSF/ANSI 46 | https://www.zoellerpumps.com/en-us/products/sump-effluent-pumps/residential/model-98 | EA | 2633 |  | 53514468668 | 91 | LB | 91 | LB | LB | 24 Months | NO
815-0017 | RWH815 200-208V/1Ph/2Hp/Manual Run/PC Grinder/cCSAus/CSA NSF/ANSI 46 | RWH815 200-208V/1Ph/2Hp/Manual Run/PC Grinder/cCSAus/CSA NSF/ANSI 46 | https://www.zoellerpumps.com/en-us/products/grinder-pumps/progressing-cavity/810-815 | EA | 2639 |  | 53514468682 | 91 | LB | 91 | LB | LB | 24 Months | NO
818-0002 | N818 115V/1Ph/60Hz/Na/CSA | N818 115V/1Ph/60Hz/Na/CSA | https://www.zoellerpumps.com/en-us/products/grinder-pumps/residential/818-819-820 | EA | 2256 |  | 53514402068 | 88 | LB | 21.25 | 11.75 | 14.75 | 36 Months | YES
818-0004 | E818 230V/1Ph/60Hz/Na/cCSAus | E818 230V/1Ph/60Hz/Na/cCSAus | https://www.zoellerpumps.com/en-us/products/grinder-pumps/residential/818-819-820 | EA | 2256 |  | 53514402075 | 88 | LB | 21.25 | 11.75 | 14.75 | 36 Months | YES
818-0005 | I818 200-208V/1Ph/60Hz/Na/cCSAus | I818 200-208V/1Ph/60Hz/Na/cCSAus | https://www.zoellerpumps.com/en-us/products/grinder-pumps/residential/818-819-820 | EA | 2256 |  | 53514402082 | 88 | LB | 21.25 | 11.75 | 14.75 | 36 Months | YES
818-0006 | WM818 115V/1Ph/60Hz/Auto/CSA | WM818 115V/1Ph/60Hz/Auto/CSA | https://www.zoellerpumps.com/en-us/products/grinder-pumps/residential/818-819-820 | EA | 2351 |  | 53514402099 | 88 | LB | 21.25 | 11.75 | 14.75 | 36 Months | YES
818-0007 | WD818 230V/1Ph/60Hz/Auto/cCSAus | WD818 230V/1Ph/60Hz/Auto/cCSAus | https://www.zoellerpumps.com/en-us/products/grinder-pumps/residential/818-819-820 | EA | 2351 |  | 53514402105 | 88 | LB | 21.25 | 11.75 | 14.75 | 36 Months | YES
818-0008 | WH818 200-208V/1Ph/60Hz/Auto/cCSAus | WH818 200-208V/1Ph/60Hz/Auto/cCSAus | https://www.zoellerpumps.com/en-us/products/grinder-pumps/residential/818-819-820 | EA | 2351 |  | 53514402112 | 88 | LB | 21.25 | 11.75 | 14.75 | 36 Months | YES
818-0009 | BN818 115V/1Ph/60Hz/20'Pb/CSA | BN818 115V/1Ph/60Hz/20'Pb/CSA | https://www.zoellerpumps.com/en-us/products/grinder-pumps/residential/818-819-820 | EA | 2388 |  | 53514404499 | 88 | LB | 21.25 | 11.75 | 14.75 | 36 Months | YES
818-0010 | BE818 230V/1Ph/60Hz/20'Pb/cCSAus | BE818 230V/1Ph/60Hz/20'Pb/cCSAus | https://www.zoellerpumps.com/en-us/products/grinder-pumps/residential/818-819-820 | EA | 2347 |  | 53514404512 | 88 | LB | 21.25 | 11.75 | 14.75 | 36 Months | YES
818-0017 | J818 200-208V/3Ph/60Hz/Na/cCSAus | J818 200-208V/3Ph/60Hz/Na/cCSAus | https://www.zoellerpumps.com/en-us/products/grinder-pumps/residential/818-819-820 | EA | 2376 |  | 53514413101 | 88 | LB | 21.25 | 11.75 | 14.75 | 36 Months | YES
818-0018 | F818 230V/3Ph/60Hz/Na/cCSAus | F818 230V/3Ph/60Hz/Na/cCSAus | https://www.zoellerpumps.com/en-us/products/grinder-pumps/residential/818-819-820 | EA | 2376 |  | 53514413125 | 88 | LB | 21.25 | 11.75 | 14.75 | 36 Months | YES
818-0020 | G818 460V/3Ph/60Hz/Na/cCSAus | G818 460V/3Ph/60Hz/Na/cCSAus | https://www.zoellerpumps.com/en-us/products/grinder-pumps/residential/818-819-820 | EA | 2376 |  | 53514413187 | 88 | LB | 21.25 | 11.75 | 14.75 | 36 Months | YES
818-0021 | BA818 575V/3Ph/60Hz/Na/cCSAus | BA818 575V/3Ph/60Hz/Na/cCSAus | https://www.zoellerpumps.com/en-us/products/grinder-pumps/residential/818-819-820 | EA | 2426 |  | 53514413200 | 88 | LB | 21.25 | 11.75 | 14.75 | 36 Months | YES
818-0022 | N818 50'Cd/115V/1Ph/60Hz/Na/CSA | N818 50'Cd/115V/1Ph/60Hz/Na/CSA | https://www.zoellerpumps.com/en-us/products/grinder-pumps/residential/818-819-820 | EA | 2406 |  | 53514413873 | 88 | LB | 21.25 | 11.75 | 14.75 | 36 Months | YES
818-0023 | E818 50'Cd/230V/1Ph/60Hz/Na/CSA | E818 50'Cd/230V/1Ph/60Hz/Na/CSA | https://www.zoellerpumps.com/en-us/products/grinder-pumps/residential/818-819-820 | EA | 2406 |  | 53514413897 | 88 | LB | 21.25 | 11.75 | 14.75 | 36 Months | YES
818-0024 | I818 50'Cd/200-208V/1Ph/60Hz/Na/cCSAus | I818 50'Cd/200-208V/1Ph/60Hz/Na/cCSAus | https://www.zoellerpumps.com/en-us/products/grinder-pumps/residential/818-819-820 | EA | 2406 |  | 53514422592 | 88 | LB | 21.25 | 11.75 | 14.75 | 36 Months | YES
818-0035 | J818 50'Cd/200-208V/3Ph/60Hz/Na | J818 50'Cd/200-208V/3Ph/60Hz/Na/cCSAus | https://www.zoellerpumps.com/en-us/products/grinder-pumps/residential/818-819-820 | EA | 2526 |  | 53514427276 | 88 | LB | 21.25 | 11.75 | 14.75 | 36 Months | YES
818-0036 | F818 50'Cd/230V/3Ph/60Hz/Na/cCSAus | F818 50'Cd/230V/3Ph/60Hz/Na/cCSAus | https://www.zoellerpumps.com/en-us/products/grinder-pumps/residential/818-819-820 | EA | 2526 |  | 53514427313 | 88 | LB | 21.25 | 11.75 | 14.75 | 36 Months | YES
818-0037 | G818 50'Cd/460V/3Ph/60Hz/Na/cCSAus | G818 50'Cd/460V/3Ph/60Hz/Na/cCSAus | https://www.zoellerpumps.com/en-us/products/grinder-pumps/residential/818-819-820 | EA | 2526 |  | 53514427344 | 88 | LB | 21.25 | 11.75 | 14.75 | 36 Months | YES
818-0038 | BA818 50'Cd/575V/3Ph/60Hz/Na/cCSAus | BA818 50'Cd/575V/3Ph/60Hz/Na/cCSAus | https://www.zoellerpumps.com/en-us/products/grinder-pumps/residential/818-819-820 | EA | 2576 |  | 53514427368 | 88 | LB | 21.25 | 11.75 | 14.75 | 36 Months | YES
818-0039 | I818 35'Cd/200-208V/1Ph/60Hz/Na/cCSAus | I818 35'Cd/200-208V/1Ph/60Hz/Na/cCSAus | https://www.zoellerpumps.com/en-us/products/grinder-pumps/residential/818-819-820 | EA | 2371 |  | 53514429751 | 88 | LB | 21.25 | 11.75 | 14.75 | 36 Months | YES
818-0042 | N818 35'Cd/115V/1Ph/60Hz/Na/CSA | N818 35'Cd/115V/1Ph/60Hz/Na/CSA | https://www.zoellerpumps.com/en-us/products/grinder-pumps/residential/818-819-820 | EA | 2371 |  | 53514439026 | 88 | LB | 21.25 | 11.75 | 14.75 | 36 Months | YES
818-0043 | N818 25'Cd/115V/1Ph/60Hz/Na/CSA | N818 25'Cd/115V/1Ph/60Hz/Na/CSA | https://www.zoellerpumps.com/en-us/products/grinder-pumps/residential/818-819-820 | EA | 2361 |  | 53514445683 | 88 | LB | 21.25 | 11.75 | 14.75 | 36 Months | YES
818-0044 | I818 25'Cd/200-208V/1Ph/60Hz/Na/cCSAus | I818 25'Cd/200-208V/1Ph/60Hz/Na/cCSAus | https://www.zoellerpumps.com/en-us/products/grinder-pumps/residential/818-819-820 | EA | 2361 |  | 53514447236 | 88 | LB | 21.25 | 11.75 | 14.75 | 36 Months | YES
818-0045 | WH818 50'Cd/200-208V/1Ph/60Hz/Auto/cCSAus | WH818 50'Cd/200-208V/1Ph/60Hz/Auto/cCSAus | https://www.zoellerpumps.com/en-us/products/grinder-pumps/residential/818-819-820 | EA | 2501 |  | 53514450847 | 88 | LB | 21.25 | 11.75 | 14.75 | 36 Months | YES
818-0046 | E818 35'Cd/230V/1Ph/60Hz/Na/CSA | E818 35'Cd/230V/1Ph/60Hz/Na/CSA | https://www.zoellerpumps.com/en-us/products/grinder-pumps/residential/818-819-820 | EA | 2371 |  | 53514455743 | 88 | LB | 21.25 | 11.75 | 14.75 | 36 Months | YES
818-0047 | J818 25'Cd/200-208V/3Ph/60Hz/Na | J818 25'Cd/200-208V/3Ph/60Hz/Na | https://www.zoellerpumps.com/en-us/products/grinder-pumps/residential/818-819-820 | EA | 2361 |  | 53514460785 | 88 | LB | 21.25 | 11.75 | 14.75 | 36 Months | YES
818-0048 | G818 25'Cd/460V/3Ph/60Hz/Na/cCSAus |  |  | EA | 2481 |  | 53514494650 | 88 | LB | 21.25 | 11.75 | 14.75 | 36 Months | YES
819-0004 | E819 230V/1Ph/60Hz/Na/cCSAus | E819 230V/1Ph/60Hz/Na/cCSAus | https://www.zoellerpumps.com/en-us/products/grinder-pumps/residential/818-819-820 | EA | 2404 |  | 53514402129 | 88 | LB | 21.25 | 11.75 | 14.75 | 36 Months | YES
819-0005 | I819 200-208V/1Ph/60Hz/Na/cCSAus | I819 200-208V/1Ph/60Hz/Na/cCSAus | https://www.zoellerpumps.com/en-us/products/grinder-pumps/residential/818-819-820 | EA | 2404 |  | 53514402136 | 88 | LB | 21.25 | 11.75 | 14.75 | 36 Months | YES
819-0006 | WD819 230V/1Ph/60Hz/Auto/cCSAus | WD819 230V/1Ph/60Hz/Auto/cCSAus | https://www.zoellerpumps.com/en-us/products/grinder-pumps/residential/818-819-820 | EA | 2499 |  | 53514402143 | 88 | LB | 21.25 | 11.75 | 14.75 | 36 Months | YES
819-0007 | WH819 200-208V/1Ph/60Hz/Auto/cCSAus | WH819 200-208V/1Ph/60Hz/Auto/cCSAus | https://www.zoellerpumps.com/en-us/products/grinder-pumps/residential/818-819-820 | EA | 2499 |  | 53514402150 | 88 | LB | 21.25 | 11.75 | 14.75 | 36 Months | YES
819-0008 | BE819 230V/1Ph/60Hz/20'Pb/cCSAus | BE819 230V/1Ph/60Hz/20'Pb/cCSAus | https://www.zoellerpumps.com/en-us/products/grinder-pumps/residential/818-819-820 | EA | 2546 |  | 53514404536 | 88 | LB | 21.25 | 11.75 | 14.75 | 36 Months | YES
819-0013 | J819 200-208V/3Ph/60Hz/Na/cCSAus | J819 200-208V/3Ph/60Hz/Na/cCSAus | https://www.zoellerpumps.com/en-us/products/grinder-pumps/residential/818-819-820 | EA | 2524 |  | 53514413224 | 88 | LB | 21.25 | 11.75 | 14.75 | 36 Months | YES
819-0014 | F819 230V/3Ph/60Hz/Na/cCSAus | F819 230V/3Ph/60Hz/Na/cCSAus | https://www.zoellerpumps.com/en-us/products/grinder-pumps/residential/818-819-820 | EA | 2524 |  | 53514413248 | 88 | LB | 21.25 | 11.75 | 14.75 | 36 Months | YES
819-0016 | G819 460V/3Ph/60Hz/Na/cCSAus | G819 460V/3Ph/60Hz/Na/cCSAus | https://www.zoellerpumps.com/en-us/products/grinder-pumps/residential/818-819-820 | EA | 2524 |  | 53514413286 | 88 | LB | 21.25 | 11.75 | 14.75 | 36 Months | YES
819-0017 | BA819 575V/3Ph/60Hz/Na/cCSAus | BA819 575V/3Ph/60Hz/Na/cCSAus | https://www.zoellerpumps.com/en-us/products/grinder-pumps/residential/818-819-820 | EA | 2574 |  | 53514413309 | 88 | LB | 21.25 | 11.75 | 14.75 | 36 Months | YES
819-0018 | I819 50'Cd/200-208V/1Ph/60Hz/Na/cCSAus | I819 50'Cd/200-208V/1Ph/60Hz/Na/cCSAus | https://www.zoellerpumps.com/en-us/products/grinder-pumps/residential/818-819-820 | EA | 2554 |  | 53514422615 | 88 | LB | 21.25 | 11.75 | 14.75 | 36 Months | YES
819-0019 | E819 50'Cd/230V/1Ph/60Hz/Na/cCSAus | E819 50'Cd/230V/1Ph/60Hz/Na/cCSAus | https://www.zoellerpumps.com/en-us/products/grinder-pumps/residential/818-819-820 | EA | 2554 |  | 53514422639 | 88 | LB | 21.25 | 11.75 | 14.75 | 36 Months | YES
819-0032 | WD819 25'Cd/230V/1Ph/60Hz/Auto/cCSAus | WD819 25'Cd/230V/1Ph/60Hz/Auto/cCSAus | https://www.zoellerpumps.com/en-us/products/grinder-pumps/residential/818-819-820 | EA | 2614 |  | 53514436360 | 88 | LB | 21.25 | 11.75 | 14.75 | 36 Months | YES
819-0033 | J819 50'Cd/200-208V/3Ph/60Hz/Na/cCSAus | J819 50'Cd/200-208V/3Ph/60Hz/Na/cCSAus | https://www.zoellerpumps.com/en-us/products/grinder-pumps/residential/818-819-820 | EA | 2554 |  | 53514438173 | 88 | LB | 21.25 | 11.75 | 14.75 | 36 Months | YES
819-0034 | G819 50'Cd/460V/3Ph/60Hz/Na/cCSAus | G819 50'Cd/460V/3Ph/60Hz/Na/cCSAus | https://www.zoellerpumps.com/en-us/products/grinder-pumps/residential/818-819-820 | EA | 2674 |  | 53514438159 | 88 | LB | 21.25 | 11.75 | 14.75 | 36 Months | YES
819-0035 | F819 50'Cd/230V/3Ph/60Hz/Na/cCSAus | F819 50'Cd/230V/3Ph/60Hz/Na/cCSAus | https://www.zoellerpumps.com/en-us/products/grinder-pumps/residential/818-819-820 | EA | 2674 |  | 53514438180 | 88 | LB | 21.25 | 11.75 | 14.75 | 36 Months | YES
819-0036 | WH819 25'Cd/200-208V/1Ph/60Hz/Auto/cCSAus | WH819 25'Cd/200-208V/1Ph/60Hz/Auto/cCSAus | https://www.zoellerpumps.com/en-us/products/grinder-pumps/residential/818-819-820 | EA | 2604 |  | 53514455491 | 88 | LB | 21.25 | 11.75 | 14.75 | 36 Months | YES
819-0037 | I819 35'Cd/200-208V/1Ph/60Hz/Na/cCSAus | I819 35'Cd/200-208V/1Ph/60Hz/Na/cCSAus | https://www.zoellerpumps.com/en-us/products/grinder-pumps/residential/818-819-820 | EA | 2519 |  | 53514455880 | 88 | LB | 21.25 | 11.75 | 14.75 | 36 Months | YES
819-0038 | G819 35'Cd/460V/3Ph/60Hz/Na/cCSAus | G819 35'Cd/460V/3Ph/60Hz/Na/cCSAus | https://www.zoellerpumps.com/en-us/products/grinder-pumps/residential/818-819-820 | EA | 2639 |  | 53514465902 | 88 | LB | 21.25 | 11.75 | 14.75 | 36 Months | YES
819-0039 | J819 25'Cd/200-208V/3Ph/60Hz/Na/cCSAus | J819 25'Cd/200-208V/3Ph/60Hz/Na/cCSAus | https://www.zoellerpumps.com/en-us/products/grinder-pumps/residential/818-819-820 | EA | 2629 |  | 53514486198 | 88 | LB | 88 | LB | LB | 24 Months | NO
820-0004 | E820 230V/1Ph/60Hz/Na/cCSAus | E820 230V/1Ph/60Hz/Na/cCSAus/UL | https://www.zoellerpumps.com/en-us/products/grinder-pumps/residential/818-819-820 | EA | 2553 |  | 53514068141 | 88 | LB | 21.25 | 11.75 | 14.75 | 36 Months | YES
820-0005 | WH820 200V/1Ph/60Hz/Auto/cCSAus | WH820 200V/1Ph/60Hz/Auto/cCSAus/UL | https://www.zoellerpumps.com/en-us/products/grinder-pumps/residential/818-819-820 | EA | 2647 |  | 53514068158 | 89 | LB | 21.25 | 11.75 | 14.75 | 36 Months | YES
820-0006 | I820 200-208V/1Ph/60Hz/Na/cCSAus | I820 200-208V/1Ph/60Hz/Na/cCSAus/UL | https://www.zoellerpumps.com/en-us/products/grinder-pumps/residential/818-819-820 | EA | 2553 |  | 53514068165 | 88 | LB | 21.25 | 11.75 | 14.75 | 36 Months | YES
820-0007 | J820 200-208V/3Ph/60H/cCSAus | J820 200-208V/3Ph/60H/cCSAus | https://www.zoellerpumps.com/en-us/products/grinder-pumps/residential/818-819-820 | EA | 2673 |  | 53514068172 | 81 | LB | 0 | 0 | 0 | 36 Months | YES
820-0008 | F820 230V/3Ph/60Hz/cCSAus | F820 230V/3Ph/60Hz/cCSAus | https://www.zoellerpumps.com/en-us/products/grinder-pumps/residential/818-819-820 | EA | 2673 |  | 53514068189 | 81 | LB | 0 | 0 | 0 | 36 Months | YES
820-0009 | G820 460V/3Ph/60Hz/cCSAus | G820 460V/3Ph/60Hz/cCSAus | https://www.zoellerpumps.com/en-us/products/grinder-pumps/residential/818-819-820 | EA | 2673 |  | 53514068196 | 81 | LB | 0 | 0 | 0 | 36 Months | YES
82-0001 | M82 115V/1Ph/cCSAus | M82 115V/1Ph/cCSAus | https://www.zoellerpumps.com/en-us/products/grinder-pumps/residential/818-819-820 | EA | 418 |  | 53514024680 | 19 | LB | 35.75 | 9.25 | 10.75 | 36 Months | YES
820-0010 | BA820 575V/3Ph/60Hz/cCSAus | BA820 575V/3Ph/60Hz/cCSAus | https://www.zoellerpumps.com/en-us/products/grinder-pumps/residential/818-819-820 | EA | 2723 |  | 53514068202 | 81 | LB |  |  |  | 36 Months | YES
820-0011 | WD820 230V/1Ph/cCSAus | WD820 230V/1Ph/cCSAus | https://www.zoellerpumps.com/en-us/products/grinder-pumps/residential/818-819-820 | EA | 2647 |  | 53514068974 | 89 | LB | 21.25 | 11.75 | 14.75 | 36 Months | YES
820-0012 | WD820 25'Cd/230V/1Ph/60Hz/cCSAus | WD820 25'Cd/230V/1Ph/60Hz/cCSAus | https://www.zoellerpumps.com/en-us/products/grinder-pumps/residential/818-819-820 | EA | 2712 |  | 53514088460 | 89 | LB | 21.25 | 11.75 | 14.75 | 36 Months | YES
820-0015 | E820 35'Cd/1Ph/60Hz/Na/cCSAus | E820 35'Cd/1Ph/60Hz/Na/cCSAus | https://www.zoellerpumps.com/en-us/products/grinder-pumps/residential/818-819-820 | EA | 2703 |  | 53514104788 | 91 | LB | 21.25 | 11.75 | 14.75 | 36 Months | YES
820-0018 | I820 50'Cd/200-208V/1Ph/cCSAus | I820 50'Cd/200-208V/1Ph/cCSAus | https://www.zoellerpumps.com/en-us/products/grinder-pumps/residential/818-819-820 | EA | 2823 |  | 53514139292 | 93 | LB | 21.25 | 11.75 | 14.75 | 36 Months | YES
820-0019 | WD820 50'Cd/230V/1Ph/cCSAus | WD820 50'Cd/230V/1Ph/cCSAus | https://www.zoellerpumps.com/en-us/products/grinder-pumps/residential/818-819-820 | EA | 2917 |  | 53514145798 | 94 | LB | 21.25 | 11.75 | 14.75 | 36 Months | YES
820-0020 | E820 25'Cd/1Ph/Na/cCSAus | E820 25'Cd/1Ph/Na/cCSAus | https://www.zoellerpumps.com/en-us/products/grinder-pumps/residential/818-819-820 | EA | 2618 |  | 53514149598 | 89 | LB | 21.25 | 11.75 | 14.75 | 36 Months | YES
820-0022 | WH820 25'Cd/200V/1Ph/60Hz/Auto/cCSAus | WH820 25'Cd/200V/1Ph/60Hz/Auto/cCSAus | https://www.zoellerpumps.com/en-us/products/grinder-pumps/residential/818-819-820 | EA | 2712 |  | 53514151669 | 90 | LB | 21.25 | 11.75 | 14.75 | 36 Months | YES
820-0023 | E820 50'Cd/230V/1Ph/cCSAus | E820 50'Cd/230V/1Ph/cCSAus | https://www.zoellerpumps.com/en-us/products/grinder-pumps/residential/818-819-820 | EA | 2703 |  | 53514152239 | 93 | LB | 21.25 | 11.75 | 14.75 | 36 Months | YES
820-0024 | WH820 35'Cd/200V/1Ph/Auto/cCSAus | WH820 35'Cd/200V/1Ph/Auto/cCSAus | https://www.zoellerpumps.com/en-us/products/grinder-pumps/residential/818-819-820 | EA | 2797 |  | 53514152789 | 92 | LB | 21.25 | 11.75 | 14.75 | 36 Months | YES
820-0025 | WD820 35'Cd/230V/1Ph/cCSAus | WD820 35'Cd/230V/1Ph/cCSAus | https://www.zoellerpumps.com/en-us/products/grinder-pumps/residential/818-819-820 | EA | 2797 |  | 53514182625 | 92 | LB | 21.25 | 11.75 | 14.75 | 36 Months | YES
820-0029 | I820 35'Cd/200-208V/1Ph/cCSAus | I820 35'Cd/200-208V/1Ph/cCSAus | https://www.zoellerpumps.com/en-us/products/grinder-pumps/residential/818-819-820 | EA | 2703 |  | 53514230593 | 93 | LB | 21.25 | 11.75 | 14.75 | 36 Months | YES
820-0045 | J820 50'Cd/200-208V/3Ph/60H/cCSAus | J820 50'Cd/200-208V/3Ph/60H/cCSAus | https://www.zoellerpumps.com/en-us/products/grinder-pumps/residential/818-819-820 | EA | 2943 |  | 53514427405 | 81 | LB | 0 | 0 | 0 | 36 Months | YES
820-0046 | F820 50'Cd/230V/3Ph/60Hz/cCSAus | F820 50'Cd/230V/3Ph/60Hz/cCSAus | https://www.zoellerpumps.com/en-us/products/grinder-pumps/residential/818-819-820 | EA | 2943 |  | 53514427450 | 81 | LB | 0 | 0 | 0 | 36 Months | YES
820-0047 | G820 50'Cd/460V/3Ph/60Hz/cCSAus | G820 50'Cd/460V/3Ph/60Hz/cCSAus | https://www.zoellerpumps.com/en-us/products/grinder-pumps/residential/818-819-820 | EA | 2943 |  | 53514427498 | 81 | LB | 0 | 0 | 0 | 36 Months | YES
820-0048 | BA820 50'Cd/575V/3Ph/60Hz/cCSAus | BA820 50'Cd/575V/3Ph/60Hz/cCSAus | https://www.zoellerpumps.com/en-us/products/grinder-pumps/residential/818-819-820 | EA | 2943 |  | 53514427504 | 81 | LB | 0 | 0 | 0 | 36 Months | YES
820-0051 | I820 25'Cd/200-208V/1Ph/cCSAus | I820 25'Cd/200-208V/1Ph/cCSAus | https://www.zoellerpumps.com/en-us/products/grinder-pumps/residential/818-819-820 | EA | 2658 |  | 53514467326 | 93 | LB | 21.25 | 11.75 | 14.75 | 36 Months | YES
840-0004 | E840 230V/1Ph/2Hp/cCSAus | E840 230V/1Ph/2Hp/UL/cCSAus | https://www.zoellerpumps.com/en-us/products/grinder-pumps/commercial/840 | EA | 3564 |  | 53514046248 | 137 | LB | 24.75 | 12 | 15 | 12 Months | NO
840-0005 | I840 200-208V/1Ph/2Hp/cCSAus | I840 200-208V/1Ph/2Hp/UL/cCSAus | https://www.zoellerpumps.com/en-us/products/grinder-pumps/commercial/840 | EA | 3564 |  | 53514046255 | 137 | LB | 24.75 | 12 | 15 | 12 Months | NO
840-0006 | F840 230V/3Ph/2Hp/cCSAus | F840 230V/3Ph/2Hp/UL/cCSAus | https://www.zoellerpumps.com/en-us/products/grinder-pumps/commercial/840 | EA | 3482 |  | 53514046262 | 132 | LB | 24.75 | 12 | 15 | 12 Months | NO
840-0007 | J840 200-208V/3Ph/2Hp/cCSAus | J840 200-208V/3Ph/2Hp/UL/cCSAus | https://www.zoellerpumps.com/en-us/products/grinder-pumps/commercial/840 | EA | 3482 |  | 53514046279 | 132 | LB | 24.75 | 12 | 15 | 12 Months | NO
840-0008 | G840 460V/3Ph/2Hp/cCSAus | G840 460V/3Ph/2Hp/UL/cCSAus | https://www.zoellerpumps.com/en-us/products/grinder-pumps/commercial/840 | EA | 3482 |  | 53514046286 | 132 | LB | 24.75 | 12 | 15 | 12 Months | NO
840-0009 | BA840 575V/3Ph/2Hp/cCSAus | BA840 575V/3Ph/2Hp/cCSAus | https://www.zoellerpumps.com/en-us/products/grinder-pumps/commercial/840 | EA | 3482 |  | 53514046293 | 132 | LB | 24.75 | 12 | 15 | 12 Months | NO
84-0001 | M84 115V/1Ph/cCSAus/.5 Hp/Cast Iron | M84 115V/1Ph/cCSAus/.5 Hp/Cast Iron | https://www.zoellerpumps.com/en-us/products/grinder-pumps/commercial/840 | EA | 449 |  | 53514127282 | 22.5 | LB | 35.75 | 9.25 | 10.75 | 12 Months | NO
840-0027 | J840 200-208/3P/2Hp/cCSAus/Hydromatic Rail | J840 200-208/3P/2Hp/UL/cCSAus/Hydromatic Rail | https://www.zoellerpumps.com/en-us/products/grinder-pumps/commercial/840 | EA | 3482 |  | 53514063085 | 132 | LB | 24.75 | 12 | 15 | 12 Months | NO
840-0029 | E840 35'Cds/230V/1Ph/cCSAus | E840 35'Cds/230V/1Ph/UL/cCSAus | https://www.zoellerpumps.com/en-us/products/grinder-pumps/commercial/840 | EA | 3714 |  | 53514069025 | 140 | LB | 24.75 | 12 | 15 | 12 Months | NO
840-0031 | G840 460/3P/2Hp/Hydromatic Rail Sys/cCSAus | G840 460/3P/2Hp/Hydromatic Rail Sys/UL/cCSAus | https://www.zoellerpumps.com/en-us/products/grinder-pumps/commercial/840 | EA | 3482 |  | 53514070076 | 132 | LB | 24.75 | 12 | 15 | 12 Months | NO
840-0041 | F840 230V/3Ph/2Hp/Hydromatic Rail Sys/cCSAus | F840 230V/3Ph/2Hp/Hydromatic Rail Sys/UL/cCSAus | https://www.zoellerpumps.com/en-us/products/grinder-pumps/commercial/840 | EA | 3547 |  | 53514079253 | 132 | LB | 24.75 | 12 | 15 | 12 Months | NO
840-0043 | E840 50'Cds/230V/1Ph/cCSAus | E840 50'Cds/230V/1Ph/UL/cCSAus | https://www.zoellerpumps.com/en-us/products/grinder-pumps/commercial/840 | EA | 3834 |  | 53514082437 | 149 | LB | 24.75 | 12 | 15 | 12 Months | NO
840-0045 | J840 35'Cd/200-208V/3Ph/2Hp/cCSAus | J840 35'Cd/200-208V/3Ph/2Hp/UL/cCSAus | https://www.zoellerpumps.com/en-us/products/grinder-pumps/commercial/840 | EA | 3632 |  | 53514085889 | 141 | LB | 24.75 | 12 | 15 | 12 Months | NO
840-0047 | G840 50'Cd/460V/3Ph/2Hp/cCSAus | G840 50'Cd/460V/3Ph/2Hp/UL/cCSAus | https://www.zoellerpumps.com/en-us/products/grinder-pumps/commercial/840 | EA | 3752 |  | 53514091422 | 144 | LB | 24.75 | 12 | 15 | 12 Months | NO
840-0048 | F840 35'Cd/230V/3Ph/2Hp/cCSAus | F840 35'Cd/230V/3Ph/2Hp/UL/cCSAus | https://www.zoellerpumps.com/en-us/products/grinder-pumps/commercial/840 | EA | 3632 |  | 53514095475 | 140 | LB | 24.75 | 12 | 15 | 12 Months | NO
840-0049 | F840 50'Cd/230V/3Ph/2Hp/cCSAus | F840 50'Cd/230V/3Ph/2Hp/UL/cCSAus | https://www.zoellerpumps.com/en-us/products/grinder-pumps/commercial/840 | EA | 3752 |  | 53514100506 | 145 | LB | 24.75 | 12 | 15 | 12 Months | NO
840-0051 | E840 25'Cd/230V/1Ph/cCSAus | E840 25'Cd/230V/1Ph/UL/cCSAus | https://www.zoellerpumps.com/en-us/products/grinder-pumps/commercial/840 | EA | 3629 |  | 53514105457 | 139 | LB | 24.75 | 12 | 15 | 12 Months | NO
840-0055 | F840 25'Cd/230V/3Ph/2Hp/cCSAus | F840 25'Cd/230V/3Ph/2Hp/UL/cCSAus | https://www.zoellerpumps.com/en-us/products/grinder-pumps/commercial/840 | EA | 3547 |  | 53514144432 | 138 | LB | 24.75 | 12 | 15 | 12 Months | NO
840-0056 | J840 50'Cd/200-208V/3Ph/2Hp/cCSAus | J840 50'Cd/200-208V/3Ph/2Hp/UL/cCSAus | https://www.zoellerpumps.com/en-us/products/grinder-pumps/commercial/840 | EA | 3752 |  | 53514147495 | 145 | LB | 24.75 | 12 | 15 | 12 Months | NO
840-0057 | I840 35'Cd/200-208V/1Ph/2Hp/cCSAus | I840 35'Cd/200-208V/1Ph/2Hp/UL/cCSAus | https://www.zoellerpumps.com/en-us/products/grinder-pumps/commercial/840 | EA | 3714 |  | 53514148003 | 140 | LB | 24.75 | 12 | 15 | 12 Months | NO
840-0058 | G840 35'Cd/460V/3Ph/2Hp/cCSAus | G840 35'Cd/460V/3Ph/2Hp/UL/cCSAus | https://www.zoellerpumps.com/en-us/products/grinder-pumps/commercial/840 | EA | 3632 |  | 53514153786 | 141 | LB | 24.75 | 12 | 15 | 12 Months | NO
840-0059 | J840 25'Cd/200-208V/3Ph/2Hp/cCSAus | J840 25'Cd/200-208V/3Ph/2Hp/UL/cCSAus | https://www.zoellerpumps.com/en-us/products/grinder-pumps/commercial/840 | EA | 3547 |  | 53514153915 | 144 | LB | 24.75 | 12 | 15 | 12 Months | NO
840-0060 | BA840 35'Cd/575V/3Ph/2Hp/cCSAus | BA840 35'Cd/575V/3Ph/2Hp/cCSAus |  | EA | 3632 |  | 53514154653 | 135 | LB | 24.75 | 12 | 15 | 12 Months | NO
840-0064 | EX840 230V/1Ph/2Hp/Ex Pr | EX840 230V/1Ph/2Hp/Ex Pr/cFMus/CSA | https://www.zoellerpumps.com/en-us/products/grinder-pumps/commercial/840 | EA | 5086 |  | 53514268435 | 155 | LB | 32 | 12 | 15 | 12 Months | NO
840-0065 | IX840 200-208V/1Ph/2Hp/Ex Pr | IX840 200-208V/1Ph/2Hp/Ex Pr/cFMus/CSA | https://www.zoellerpumps.com/en-us/products/grinder-pumps/commercial/840 | EA | 5086 |  | 53514268459 | 155 | LB | 32 | 12 | 15 | 12 Months | NO
840-0066 | JX840 200-208V/3Ph/2Hp/Ex Pr | JX840 200-208V/3Ph/2Hp/Ex Pr/cFMus/CSA | https://www.zoellerpumps.com/en-us/products/grinder-pumps/commercial/840 | EA | 5001 |  | 53514268497 | 151 | LB | 32 | 12 | 15 | 12 Months | NO
840-0067 | FX840 230V/3Ph/2Hp/Ex Pr | FX840 230V/3Ph/2Hp/Ex Pr/cFMus/CSA | https://www.zoellerpumps.com/en-us/products/grinder-pumps/commercial/840 | EA | 5001 |  | 53514268510 | 151 | LB | 32 | 12 | 15 | 12 Months | NO
840-0068 | GX840 460V/3Ph/2Hp/Ex Pr | GX840 460V/3Ph/2Hp/Ex Pr/cFMus/CSA | https://www.zoellerpumps.com/en-us/products/grinder-pumps/commercial/840 | EA | 5001 |  | 53514268534 | 151 | LB | 32 | 12 | 15 | 12 Months | NO
840-0069 | BAX840 575V/3Ph/2Hp/Ex Pr | BAX840 575V/3Ph/2Hp/Ex Pr |  | EA | 5001 |  | 53514268541 | 151 | LB | 32 | 12 | 15 | 12 Months | NO
840-0071 | I840 50'Cd/200-208V/1Ph/2Hp/cCSAus | I840 50'Cd/200-208V/1Ph/2Hp/UL/cCSAus | https://www.zoellerpumps.com/en-us/products/grinder-pumps/commercial/840 | EA | 3834 |  | 53514290078 | 142 | LB | 24.75 | 12 | 15 | 12 Months | NO
840-0077 | EX840 35'Cd/230V/1Ph/2Hp/Ex Pr | EX840 35'Cd/230V/1Ph/2Hp/Ex Pr/cFMus/CSA | https://www.zoellerpumps.com/en-us/products/grinder-pumps/commercial/840 | EA | 5236 |  | 53514356767 | 155 | LB | 32 | 12 | 15 | 12 Months | NO
840-0078 | GX840 35'Cds/460V/3Ph/2Hp/Ex Pr | GX840 35'Cds/460V/3Ph/2Hp/Ex Pr/cFMus/CSA | https://www.zoellerpumps.com/en-us/products/grinder-pumps/commercial/840 | EA | 5151 |  | 53514358013 | 151 | LB | 32 | 12 | 15 | 12 Months | NO
840-0080 | JX840 50'Cd/200-208V/3Ph/2Hp/Ex Pr | JX840 50'Cd/200-208V/3Ph/2Hp/Ex Pr/cFMus/CSA | https://www.zoellerpumps.com/en-us/products/grinder-pumps/commercial/840 | EA | 5271 |  | 53514362676 | 151 | LB | 32 | 12 | 15 | 12 Months | NO
840-0081 | GX840 50'Cd/460V/3Ph/2Hp/Ex Pr | GX840 50'Cd/460V/3Ph/2Hp/Ex Pr/cFMus/CSA | https://www.zoellerpumps.com/en-us/products/grinder-pumps/commercial/840 | EA | 5271 |  | 53514365134 | 151 | LB | 32 | 12 | 15 | 12 Months | NO
840-0084 | G840 460V/3Ph/2Hp/cCSAus/Bronze Impeller | E840 230V/1Ph/2Hp/UL/cCSAus/Bronze Impeller | https://www.zoellerpumps.com/en-us/products/grinder-pumps/commercial/840 | EA | 3737 |  | 53514396794 | 137 | LB | 24.75 | 12 | 15 | 12 Months | NO
840-0085 | GX840 35'Cds/460V/3Ph/2Hp/Ex Pr/Bronze Impeller | GX840 35'Cds/460V/3Ph/2Hp/Ex Pr/Bronze Impeller | https://www.zoellerpumps.com/en-us/products/grinder-pumps/commercial/840 | EA | 5406 |  | 53514453480 | 151 | LB | 32 | 12 | 15 | 12 Months | NO
840-0086 | EX840 25'Cd/230V/1Ph/2Hp/Ex Pr | EX840 25'Cd/230V/1Ph/2Hp/Ex Pr | https://www.zoellerpumps.com/en-us/products/grinder-pumps/commercial/840 | EA | 5151 |  | 53514469429 | 155 | LB | 32 | 12 | 15 | 12 Months | NO
840-0087 | FX840 25'Cd/230V/3Ph/2Hp/Ex Pr | FX840 25'Cd/230V/3Ph/2Hp/Ex Pr |  | EA | 5066 |  | 53514474805 | 151 | LB | 32 | 12 | 15 | 12 Months | NO
840-0089 | IX840 35'Cd/200-208V/1Ph/2Hp/Ex Pr |  |  | EA | 5236 |  | 53514494858 | 155 | LB | 32 | 12 | 15 | 12 Months | NO
841-0004 | E841 230V/1Ph/2Hp/cCSAus | E841 230V/1Ph/2Hp/cCSAus | https://www.zoellerpumps.com/en-us/products/grinder-pumps/commercial/841-842 | EA | 3596 |  | 53514152284 | 137 | LB | 24.75 | 12 | 15 | 12 Months | NO
841-0005 | I841 200-208V/1Ph/2Hp/cCSAus | I841 200-208V/1Ph/2Hp/cCSAus | https://www.zoellerpumps.com/en-us/products/grinder-pumps/commercial/841-842 | EA | 3564 |  | 53514152321 | 137 | LB | 24.75 | 12 | 15 | 12 Months | NO
841-0006 | J841 200-208V/3Ph/2Hp/cCSAus | J841 200-208V/3Ph/2Hp/cCSAus | https://www.zoellerpumps.com/en-us/products/grinder-pumps/commercial/841-842 | EA | 3482 |  | 53514152338 | 132 | LB | 24.75 | 12 | 15 | 12 Months | NO
841-0007 | F841 230V/3Ph/2Hp/cCSAus | F841 230V/3Ph/2Hp/cCSAus | https://www.zoellerpumps.com/en-us/products/grinder-pumps/commercial/841-842 | EA | 3482 |  | 53514152345 | 132 | LB | 24.75 | 12 | 15 | 12 Months | NO
841-0008 | G841 460V/3Ph/2Hp/cCSAus | G841 460V/3Ph/2Hp/cCSAus | https://www.zoellerpumps.com/en-us/products/grinder-pumps/commercial/841-842 | EA | 3482 |  | 53514152369 | 132 | LB | 24.75 | 12 | 15 | 12 Months | NO
841-0009 | BA841 575V/3Ph/2Hp/cCSAus | BA841 575V/3Ph/2Hp/cCSAus |  | EA | 3482 |  | 53514152376 | 132 | LB | 24.75 | 12 | 15 | 12 Months | NO
841-0010 | J841 35'Cd/200-208V/3Ph/2Hp/cCSAus | J841 35'Cd/200-208V/3Ph/2Hp/cCSAus | https://www.zoellerpumps.com/en-us/products/grinder-pumps/commercial/841-842 | EA | 3632 |  | 53514161064 | 135 | LB | 24.75 | 12 | 15 | 12 Months | NO
841-0011 | I841 35'Cd/200-208V/1Ph/2Hp/cCSAus | I841 35'Cd/200-208V/1Ph/2Hp/cCSAus | https://www.zoellerpumps.com/en-us/products/grinder-pumps/commercial/841-842 | EA | 3714 |  | 53514170325 | 139 | LB | 24.75 | 12 | 15 | 12 Months | NO
841-0012 | J841 50'Cd/200-208V/3Ph/2Hp/cCSAus | J841 50'Cd/200-208V/3Ph/2Hp/cCSAus | https://www.zoellerpumps.com/en-us/products/grinder-pumps/commercial/841-842 | EA | 3752 |  | 53514170547 | 138 | LB | 24.75 | 12 | 15 | 12 Months | NO
841-0013 | E841 50'Cd/230V/1Ph/2Hp/cCSAus | E841 50'Cd/230V/1Ph/2Hp/cCSAus | https://www.zoellerpumps.com/en-us/products/grinder-pumps/commercial/841-842 | EA | 3866 |  | 53514185381 | 143 | LB | 24.75 | 12 | 15 | 12 Months | NO
841-0014 | F841 35'Cd/230V/3Ph/2Hp/cCSAus | F841 35'Cd/230V/3Ph/2Hp/cCSAus | https://www.zoellerpumps.com/en-us/products/grinder-pumps/commercial/841-842 | EA | 3632 |  | 53514191634 | 132 | LB | 24.75 | 12 | 15 | 12 Months | NO
841-0015 | G841 50'Cd/460V/3Ph/2Hp/cCSAus | G841 50'Cd/460V/3Ph/2Hp/cCSAus | https://www.zoellerpumps.com/en-us/products/grinder-pumps/commercial/841-842 | EA | 3752 |  | 53514204365 | 142 | LB | 24.75 | 12 | 15 | 12 Months | NO
841-0016 | E841 35'Cd/230V/1Ph/cCSAus | E841 35'Cd/230V/1Ph/cCSAus | https://www.zoellerpumps.com/en-us/products/grinder-pumps/commercial/841-842 | EA | 3746 |  | 53514206161 | 139 | LB | 24.75 | 12 | 15 | 12 Months | NO
841-0017 | EX841 230V/1Ph/2Hp/Ex Pr | EX841 230V/1Ph/2Hp/Ex Pr/cFMus/CSA | https://www.zoellerpumps.com/en-us/products/grinder-pumps/commercial/841-842 | EA | 5217 |  | 53514268688 | 155 | LB | 32 | 12 | 15 | 12 Months | NO
841-0018 | IX841 200-208V/1Ph/2Hp/Ex Pr | IX841 200-208V/1Ph/2Hp/Ex Pr/cFMus/CSA | https://www.zoellerpumps.com/en-us/products/grinder-pumps/commercial/841-842 | EA | 5217 |  | 53514268701 | 155 | LB | 32 | 12 | 15 | 12 Months | NO
841-0019 | JX841 200-208V/3Ph/2Hp/Ex Pr | JX841 200-208V/3Ph/2Hp/Ex Pr/cFMus/CSA | https://www.zoellerpumps.com/en-us/products/grinder-pumps/commercial/841-842 | EA | 5135 |  | 53514268725 | 151 | LB | 32 | 12 | 15 | 12 Months | NO
841-0020 | FX841 230V/3Ph/2Hp/Ex Pr | FX841 230V/3Ph/2Hp/Ex Pr/cFMus/CSA | https://www.zoellerpumps.com/en-us/products/grinder-pumps/commercial/841-842 | EA | 5135 |  | 53514268749 | 151 | LB | 32 | 12 | 15 | 12 Months | NO
841-0021 | GX841 460V/3Ph/2Hp/Ex Pr | GX841 460V/3Ph/2Hp/Ex Pr/cFMus/CSA | https://www.zoellerpumps.com/en-us/products/grinder-pumps/commercial/841-842 | EA | 5135 |  | 53514268763 | 151 | LB | 32 | 12 | 15 | 12 Months | NO
841-0022 | BAX841 575V/3Ph/2Hp/Ex Pr | BAX841 575V/3Ph/2Hp/Ex Pr |  | EA | 5135 |  | 53514268787 | 151 | LB | 32 | 12 | 15 | 12 Months | NO
841-0026 | J841 25'Cd/200-208V/3Ph/2Hp/cCSAus | J841 25'Cd/200-208V/3Ph/2Hp/cCSAus | https://www.zoellerpumps.com/en-us/products/grinder-pumps/commercial/841-842 | EA | 3547 |  | 53514302757 | 134 | LB | 24.75 | 12 | 15 | 12 Months | NO
841-0032 | G841 35'Cd/460V/3Ph/2Hp/cCSAus | G841 35'Cd/460V/3Ph/2Hp/cCSAus | https://www.zoellerpumps.com/en-us/products/grinder-pumps/commercial/841-842 | EA | 3632 |  | 53514314637 | 142 | LB | 24.75 | 12 | 15 | 12 Months | NO
841-0033 | E841 25'Cd/230V/1Ph/cCSAus | E841 25'Cd/230V/1Ph/cCSAus | https://www.zoellerpumps.com/en-us/products/grinder-pumps/commercial/841-842 | EA | 3661 |  | 53514319885 | 139 | LB | 24.75 | 12 | 15 | 12 Months | NO
841-0034 | JX841 35'Cd/200-208V/3Ph/2Hp/Ex Pr | JX841 35'Cd/200-208V/3Ph/2Hp/Ex Pr/cFMus/CSA | https://www.zoellerpumps.com/en-us/products/grinder-pumps/commercial/841-842 | EA | 5285 |  | 53514325244 | 151 | LB | 32 | 12 | 15 | 12 Months | NO
841-0036 | IX841 50'Cd200-208V/1Ph/2Hp/Ex Pr | IX841 50'Cd200-208V/1Ph/2Hp/Ex Pr/cFMus/CSA | https://www.zoellerpumps.com/en-us/products/grinder-pumps/commercial/841-842 | EA | 5487 |  | 53514340131 | 157 | LB | 32 | 12 | 15 | 12 Months | NO
841-0037 | F841 25'Cd/230V/3Ph/2Hp/cCSAus | F841 25'Cd/230V/3Ph/2Hp/cCSAus | https://www.zoellerpumps.com/en-us/products/grinder-pumps/commercial/841-842 | EA | 3547 |  | 53514340452 | 132 | LB | 24.75 | 12 | 15 | 12 Months | NO
841-0038 | F841 50'Cd/230V/3Ph/2Hp/cCSAus | F841 50'Cd/230V/3Ph/2Hp/cCSAus | https://www.zoellerpumps.com/en-us/products/grinder-pumps/commercial/841-842 | EA | 3752 |  | 53514349554 | 132 | LB | 24.75 | 12 | 15 | 12 Months | NO
841-0041 | EX841 35'Cd/230V/1Ph/2Hp/Ex Pr | EX841 35'Cd/230V/1Ph/2Hp/Ex Pr/cFMus/CSA | https://www.zoellerpumps.com/en-us/products/grinder-pumps/commercial/841-842 | EA | 5367 |  | 53514404970 | 155 | LB | 32 | 12 | 15 | 12 Months | NO
841-0042 | I841 50'Cd/200-208V/1Ph/2Hp/cCSAus | I841 50'Cd/200-208V/1Ph/2Hp/cCSAus | https://www.zoellerpumps.com/en-us/products/grinder-pumps/commercial/841-842 | EA | 3834 |  | 53514438135 | 137 | LB | 24.75 | 12 | 15 | 12 Months | NO
841-0043 | G841 25'Cd/460V/3Ph/2Hp/cCSAus | G841 25'Cd/460V/3Ph/2Hp/cCSAus | https://www.zoellerpumps.com/en-us/products/grinder-pumps/commercial/841-842 | EA | 3547 |  | 53514440848 | 142 | LB | 24.75 | 12 | 15 | 12 Months | NO
841-0044 | EX841 50'Cd/230V/1Ph/2Hp/Ex Pr | EX841 50'Cd/230V/1Ph/2Hp/Ex Pr | https://www.zoellerpumps.com/en-us/products/grinder-pumps/commercial/841-842 | EA | 5487 |  | 53514469030 | 155 | LB | 32 | 12 | 15 | 12 Months | NO
841-0045 | JX841 50'Cd/200-208V/3Ph/2Hp/Ex Pr | JX841 50'Cd/200-208V/3Ph/2Hp/Ex Pr |  | EA | 5405 |  | 53514476724 | 151 | LB | 32 | 12 | 15 | 12 Months | NO
842-0004 | E842 230V/1Ph/2Hp/cCSAus | E842 230V/1Ph/2Hp/cCSAus | https://www.zoellerpumps.com/en-us/products/grinder-pumps/commercial/841-842 | EA | 3564 |  | 53514196370 | 137 | LB | 24.75 | 12 | 15 | 12 Months | NO
842-0005 | I842 200-208V/1Ph/2Hp/cCSAus | I842 200-208V/1Ph/2Hp/cCSAus | https://www.zoellerpumps.com/en-us/products/grinder-pumps/commercial/841-842 | EA | 3564 |  | 53514196387 | 137 | LB | 24.75 | 12 | 15 | 12 Months | NO
842-0006 | J842 200-208V/3Ph/2Hp/cCSAus | J842 200-208V/3Ph/2Hp/cCSAus | https://www.zoellerpumps.com/en-us/products/grinder-pumps/commercial/841-842 | EA | 3482 |  | 53514196394 | 132 | LB | 24.75 | 12 | 15 | 12 Months | NO
842-0007 | F842 230V/3Ph/2Hp/cCSAus | F842 230V/3Ph/2Hp/cCSAus | https://www.zoellerpumps.com/en-us/products/grinder-pumps/commercial/841-842 | EA | 3482 |  | 53514196400 | 132 | LB | 24.75 | 12 | 15 | 12 Months | NO
842-0008 | G842 460V/3Ph/2Hp/cCSAus | G842 460V/3Ph/2Hp/cCSAus | https://www.zoellerpumps.com/en-us/products/grinder-pumps/commercial/841-842 | EA | 3482 |  | 53514196417 | 132 | LB | 24.75 | 12 | 15 | 12 Months | NO
842-0010 | G842 35'Cd/460V/3Ph/2Hp/cCSAus | G842 35'Cd/460V/3Ph/2Hp/cCSAus | https://www.zoellerpumps.com/en-us/products/grinder-pumps/commercial/841-842 | EA | 3632 |  | 53514238575 | 132 | LB | 24.75 | 12 | 15 | 12 Months | NO
842-0011 | EX842 230V/1Ph/2Hp/Ex Pr | EX842 230V/1Ph/2Hp/Ex Pr/cFMus/CSA | https://www.zoellerpumps.com/en-us/products/grinder-pumps/commercial/841-842 | EA | 5217 |  | 53514268923 | 155 | LB | 32 | 12 | 15 | 12 Months | NO
842-0012 | IX842 200-208V/1Ph/2Hp/Ex Pr | IX842 200-208V/1Ph/2Hp/Ex Pr/cFMus/CSA | https://www.zoellerpumps.com/en-us/products/grinder-pumps/commercial/841-842 | EA | 5217 |  | 53514268947 | 155 | LB | 32 | 12 | 15 | 12 Months | NO
842-0013 | JX842 200-208V/3Ph/2Hp/Ex Pr | JX842 200-208V/3Ph/2Hp/Ex Pr/cFMus/CSA | https://www.zoellerpumps.com/en-us/products/grinder-pumps/commercial/841-842 | EA | 5135 |  | 53514268961 | 151 | LB | 32 | 12 | 15 | 12 Months | NO
842-0014 | FX842 230V/3Ph/2Hp/Ex Pr | FX842 230V/3Ph/2Hp/Ex Pr/cFMus/CSA | https://www.zoellerpumps.com/en-us/products/grinder-pumps/commercial/841-842 | EA | 5135 |  | 53514268985 | 151 | LB | 32 | 12 | 15 | 12 Months | NO
842-0015 | GX842 460V/3Ph/2Hp/Ex Pr/Bronze Impeller | GX842 460V/3Ph/2Hp/Ex Pr/cFMus/CSA | https://www.zoellerpumps.com/en-us/products/grinder-pumps/commercial/841-842 | EA | 5135 |  | 53514269005 | 151 | LB | 32 | 12 | 15 | 12 Months | NO
842-0016 | BAX842 575V/3P/2Hp/Ex Pr | BAX842 575V/3P/2Hp/Ex Pr |  | EA | 4194 |  | 53514269029 | 151 | LB | 32 | 12 | 15 | 12 Months | NO
842-0017 | E842 35'Cd/230V/1Ph/2Hp/cCSAus | E842 35'Cd/230V/1Ph/2Hp/cCSAus | https://www.zoellerpumps.com/en-us/products/grinder-pumps/commercial/841-842 | EA | 3714 |  | 53514282097 | 137 | LB | 24.75 | 12 | 15 | 12 Months | NO
842-0019 | F842 50'Cd/230V/3Ph/2Hp/cCSAus | F842 50'Cd/230V/3Ph/2Hp/cCSAus | https://www.zoellerpumps.com/en-us/products/grinder-pumps/commercial/841-842 | EA | 3752 |  | 53514310806 | 132 | LB | 24.75 | 12 | 15 | 12 Months | NO
842-0021 | EX842 50'Cds/230V/1Ph/2Hp/Ex Pr | EX842 50'Cds/230V/1Ph/2Hp/Ex Pr/cFMus/CSA | https://www.zoellerpumps.com/en-us/products/grinder-pumps/commercial/841-842 | EA | 5487 |  | 53514331887 | 157 | LB | 32 | 12 | 15 | 12 Months | NO
842-0022 | I842 35'Cd/200-208V/1Ph/2Hp/cCSAus | I842 35'Cd/200-208V/1Ph/2Hp/cCSAus | https://www.zoellerpumps.com/en-us/products/grinder-pumps/commercial/841-842 | EA | 3714 |  | 53514341275 | 137 | LB | 24.75 | 12 | 15 | 12 Months | NO
842-0023 | E842 25'Cd/230V/1Ph/2Hp/cCSAus | E842 25'Cd/230V/1Ph/2Hp/cCSAus | https://www.zoellerpumps.com/en-us/products/grinder-pumps/commercial/841-842 | EA | 3629 |  | 53514353209 | 137 | LB | 24.75 | 12 | 15 | 12 Months | NO
842-0024 | E842 50'Cd/230V/1Ph/2Hp/cCSAus | E842 50'Cd/230V/1Ph/2Hp/cCSAus | https://www.zoellerpumps.com/en-us/products/grinder-pumps/commercial/841-842 | EA | 3834 |  | 53514438555 | 137 | LB | 24.75 | 12 | 15 | 12 Months | YES
842-0025 | I842 50'Cd/200-208V/1Ph/2Hp/cCSAus | I842 50'Cd/200-208V/1Ph/2Hp/cCSAus | https://www.zoellerpumps.com/en-us/products/grinder-pumps/commercial/841-842 | EA | 3834 |  | 53514438562 | 137 | LB | 24.75 | 12 | 15 | 12 Months | NO
842-0026 | J842 50'Cd/200-208V/3Ph/2Hp/cCSAus | J842 50'Cd/200-208V/3Ph/2Hp/cCSAus | https://www.zoellerpumps.com/en-us/products/grinder-pumps/commercial/841-842 | EA | 3752 |  | 53514438579 | 132 | LB | 24.75 | 12 | 15 | 12 Months | NO
842-0027 | G842 50'Cd/460V/3Ph/2Hp/cCSAus | G842 50'Cd/460V/3Ph/2Hp/cCSAus | https://www.zoellerpumps.com/en-us/products/grinder-pumps/commercial/841-842 | EA | 3752 |  | 53514438586 | 132 | LB | 24.75 | 12 | 15 | 12 Months | NO
900-0001 | Sys,Sump-M53/PSF18X22/PSF Cvr-3V1.5D/Dlx Radon | Sys,Sump-M53/PSF18X22/PSF Cvr-3V1.5D/Dlx Radon | https://www.zoellerpumps.com/en-us/products/package-systems/900-series | EA | 627 |  | 53514145019 | 48 | LB | 24 | 21 | 21 | 36 Months | NO
900-0002 | Sys,Sump-M53/P18X22/Polycvr-2V1.5D/Standard | Sys,Sump-M53/P18X22/Polycvr-2V1.5D/Standard | https://www.zoellerpumps.com/en-us/products/package-systems/900-series | EA | 586 |  | 53514145026 | 53 | LB | 24 | 21 | 21 | 36 Months | NO
900-0003 | Sys,Sump-M72/Poly 18X22/Poly Cvr-2V1.5D/Econo | Sys,Sump-M72/Poly 18X22/Poly Cvr-2V1.5D/Econo | https://www.zoellerpumps.com/en-us/products/package-systems/900-series | EA | 649 |  | 53514145033 | 44 | LB | 24 | 21 | 21 | 12 Months | NO
90002-0001 | Gateway,WiFi/Z Control |  |  | EA | 225 |  | 53514493462 | 0 | LB | 0 | 0 | 0 | 36 Months | NO
910-0005 | Sys,Sew-M267/PSF18X30-2V2D/2" Check | Sys,Sew-M267/PSF18X30-2V2D/2" Check | https://www.zoellerpumps.com/en-us/products/package-systems/910-sewage | EA | 988 |  | 53514024710 | 77 | LB | 36 | 22 | 22 | 36 Months | PUMP ONLY
910-0006 | Sys,Sew-D267/PSF18X30-2V2D/2" Check | Sys,Sew-D267/PSF18X30-2V2D/2" Check | https://www.zoellerpumps.com/en-us/products/package-systems/910-sewage | EA | 1091 |  | 53514024727 | 77 | LB | 36 | 22 | 22 | 36 Months | PUMP ONLY
910-0007 | Sys,Sew-M267/PSF18X30-3V2D/2" Check | Sys,Sew-M267/PSF18X30-3V2D/2" Check | https://www.zoellerpumps.com/en-us/products/package-systems/910-sewage | EA | 988 |  | 53514024734 | 77 | LB | 36 | 22 | 22 | 36 Months | PUMP ONLY
910-0008 | Sys,Sew-D267/PSF18X30-3V2D/2" Check | Sys,Sew-D267/PSF18X30-3V2D/2" Check | https://www.zoellerpumps.com/en-us/products/package-systems/910-sewage | EA | 1093 |  | 53514024741 | 77 | LB | 36 | 22 | 22 | 36 Months | PUMP ONLY
910-0009 | Sys,Sew-M267/F18X30-2V2D/2" Check | Sys,Sew-M267/F18X30-2V2D/2" Check | https://www.zoellerpumps.com/en-us/products/package-systems/910-sewage | EA | 1042 |  | 53514024758 | 88 | LB | 36 | 22 | 22 | 36 Months | PUMP ONLY
910-0010 | Sys,Sew-D267/F18X30-2V2D/2" Check | Sys,Sew-D267/F18X30-2V2D/2" Check | https://www.zoellerpumps.com/en-us/products/package-systems/910-sewage | EA | 1004 |  | 53514024765 | 88 | LB | 36 | 22 | 22 | 36 Months | PUMP ONLY
910-0011 | Sys,Sew-M267/F18X30-3V2D/2" Check | Sys,Sew-M267/F18X30-3V2D/2" Check | https://www.zoellerpumps.com/en-us/products/package-systems/910-sewage | EA | 911 |  | 53514024772 | 88 | LB | 36 | 22 | 22 | 36 Months | PUMP ONLY
910-0012 | Sys,Sew-D267/F18X30-3V2D/2" Check | Sys,Sew-D267/F18X30-3V2D/2" Check | https://www.zoellerpumps.com/en-us/products/package-systems/910-sewage | EA | 1004 |  | 53514024789 | 88 | LB | 36 | 22 | 22 | 36 Months | PUMP ONLY
910-0014 | Sys,Sew-M267/PSF18X30-3V3D/2" Check | Sys,Sew-M267/PSF18X30-3V3D/2" Check | https://www.zoellerpumps.com/en-us/products/package-systems/910-sewage | EA | 861 |  | 53514024796 | 82 | LB | 36 | 22 | 22 | 36 Months | PUMP ONLY
910-0016 | Sys,Sew-M267/P18X30-2V2D/2" Check12 Gauge Solid Cover | Sys,Sew-M267/P18X30-2V2D/2" Check12 Gauge Solid Cover | https://www.zoellerpumps.com/en-us/products/package-systems/910-sewage | EA | 900 |  | 53514024819 | 83 | LB | 36 | 22 | 22 | 36 Months | PUMP ONLY
910-0018 | Sys,Sew-M267/P18X30-2V2D/2" Check | Sys,Sew-M267/P18X30-2V2D/2" Check | https://www.zoellerpumps.com/en-us/products/package-systems/910-sewage | EA | 901 |  | 53514024833 | 82 | LB | 36 | 22 | 22 | 36 Months | PUMP ONLY
910-0019 | Sys,Sew-D267/P18X30-2V2D/2" Check | Sys,Sew-D267/P18X30-2V2D/2" Check | https://www.zoellerpumps.com/en-us/products/package-systems/910-sewage | EA | 874 |  | 53514024840 | 82 | LB | 36 | 22 | 22 | 36 Months | PUMP ONLY
910-0020 | Sys,Sew-M267/P18X30-3V2D/2" Check | Sys,Sew-M267/P18X30-3V2D/2" Check | https://www.zoellerpumps.com/en-us/products/package-systems/910-sewage | EA | 772 |  | 53514024857 | 82 | LB | 36 | 22 | 22 | 36 Months | PUMP ONLY
910-0021 | Sys,Sew-D267/P18X30-3V2D/2" Check | Sys,Sew-D267/P18X30-3V2D/2" Check | https://www.zoellerpumps.com/en-us/products/package-systems/910-sewage | EA | 864 |  | 53514024864 | 82 | LB | 36 | 22 | 22 | 36 Months | PUMP ONLY
910-0023 | Sys,Sew-BN264/P18X30-2V2D/2" PlasticCheck | Sys,Sew-BN264/P18X30-2V2D/2" PlasticCheck | https://www.zoellerpumps.com/en-us/products/package-systems/910-sewage | EA | 780 |  | 53514062767 | 61 | LB | 36 | 22 | 22 | 36 Months | PUMP ONLY
910-0024 | Sys,Sew-BN267/P18X30-2V2D/2" Check | Sys,Sew-BN267/P18X30-2V2D/2" Check | https://www.zoellerpumps.com/en-us/products/package-systems/910-sewage | EA | 847 |  | 53514062774 | 76 | LB | 36 | 22 | 22 | 36 Months | PUMP ONLY
910-0026 | Sys,Sew-BN267/P18X30-2V2D/2" Check4" Hub | Sys,Sew-BN267/P18X30-2V2D/2" Check4" Hub | https://www.zoellerpumps.com/en-us/products/package-systems/910-sewage | EA | 954 |  | 53514091521 | 76 | LB | 36 | 22 | 22 | 36 Months | PUMP ONLY
910-0030 | Sys,Sew-M264/PSF30X36/2V2D/2"Check W-Ball Valve | Sys,Sew-M264/PSF30X36/2V2D/2"Check W-Ball Valve | https://www.zoellerpumps.com/en-us/products/package-systems/910-sewage | EA | 3524 |  | 53514137984 | 156 | LB | 42 | 40 | 48 | 36 Months | PUMP ONLY
910-0031 | Sys,Sew-M267/PSF 30X36/2V2D/2"Check W-Ball Valve | Sys,Sew-M267/PSF 30X36/2V2D/2"Check W-Ball Valve | https://www.zoellerpumps.com/en-us/products/package-systems/910-sewage | EA | 3569 |  | 53514137991 | 178 | LB | 42 | 40 | 48 | 36 Months | PUMP ONLY
91104-0001 | A-Pak,Outdoor/115V/1Ph/15' Mfs/Nema 4X/UL/CSA |  |  | EA | 329 |  | 53514477301 | 4 | LB | 4.5 | 11.25 | 15 | 60 Months | NO
912-0005 | Sys,Sew-BN264/P18X30-2V2D/MFS | Sys,Sew-BN264/P18X30-2V2D/MFS | https://www.zoellerpumps.com/en-us/products/package-systems/912-preassembled | EA | 774 |  | 53514025267 | 56 | LB | 36 | 22 | 22 | 36 Months | PUMP ONLY
912-0006 | Sys,Sew-M264/P18X30-2V2D/10T | Sys,Sew-M264/P18X30-2V2D/10T | https://www.zoellerpumps.com/en-us/products/package-systems/912-preassembled | EA | 863 |  | 53514025274 | 65 | LB | 36 | 22 | 22 | 36 Months | PUMP ONLY
912-0007 | Sys,Sew-M264/P18X30-2V2D | Sys,Sew-M264/P18X30-2V2D | https://www.zoellerpumps.com/en-us/products/package-systems/912-preassembled | EA | 774 |  | 53514025885 | 56 | LB | 36 | 22 | 22 | 36 Months | PUMP ONLY
912-0008 | Sys,Sew-M264/F18X30-2V2D | Sys,Sew-M264/F18X30-2V2D | https://www.zoellerpumps.com/en-us/products/package-systems/912-preassembled | EA | 891 |  | 53514025892 | 71 | LB | 36 | 22 | 22 | 36 Months | PUMP ONLY
912-0009 | Sys,Sew-M264/F18X30-2V2D/10T | Sys,Sew-M264/F18X30-2V2D/10T | https://www.zoellerpumps.com/en-us/products/package-systems/912-preassembled | EA | 954 |  | 53514025908 | 75 | LB | 36 | 22 | 22 | 36 Months | PUMP ONLY
912-0010 | Sys,Sew-M266/P18X30-2V2D | Sys,Sew-M266/P18X30-2V2D | https://www.zoellerpumps.com/en-us/products/package-systems/912-preassembled | EA | 817 |  | 53514025915 | 61 | LB | 36 | 22 | 22 | 36 Months | PUMP ONLY
912-0011 | Sys,Sew-M266/P18X30-2V2D/10T | Sys,Sew-M266/P18X30-2V2D/10T | https://www.zoellerpumps.com/en-us/products/package-systems/912-preassembled | EA | 835 |  | 53514025922 | 65 | LB | 36 | 22 | 22 | 36 Months | PUMP ONLY
912-0012 | Sys,Sew-M266/F18X30-2V2D | Sys,Sew-M266/F18X30-2V2D | https://www.zoellerpumps.com/en-us/products/package-systems/912-preassembled | EA | 973 |  | 53514025939 | 74 | LB | 36 | 22 | 22 | 36 Months | PUMP ONLY
912-0013 | Sys,Sew-M266/F18X30-2V2D/10T | Sys,Sew-M266/F18X30-2V2D/10T | https://www.zoellerpumps.com/en-us/products/package-systems/912-preassembled | EA | 986 |  | 53514025960 | 77 | LB | 36 | 22 | 22 | 36 Months | PUMP ONLY
912-0015 | Sys,Sew-BN264/F18X30-2V2D/MFS | Sys,Sew-BN264/F18X30-2V2D/MFS | https://www.zoellerpumps.com/en-us/products/package-systems/912-preassembled | EA | 906 |  | 53514025984 | 73 | LB | 36 | 22 | 22 | 36 Months | PUMP ONLY
912-0016 | Sys,Sew-BN264/F18X30-2V2D/10T/MFS | Sys,Sew-BN264/F18X30-2V2D/10T/MFS | https://www.zoellerpumps.com/en-us/products/package-systems/912-preassembled | EA | 1032 |  | 53514025991 | 78 | LB | 36 | 22 | 22 | 36 Months | PUMP ONLY
912-0017 | Sys,Sew-BN266/PSF18X30-2V2D/MFS | Sys,Sew-BN266/PSF18X30-2V2D/MFS | https://www.zoellerpumps.com/en-us/products/package-systems/912-preassembled | EA | 871 |  | 53514026004 | 61 | LB | 36 | 22 | 22 | 36 Months | PUMP ONLY
912-0018 | Sys,Sew-BN266/P18X30-2V2D/10T/MFS | Sys,Sew-BN266/P18X30-2V2D/10T/MFS | https://www.zoellerpumps.com/en-us/products/package-systems/912-preassembled | EA | 966 |  | 53514026011 | 67 | LB | 36 | 22 | 22 | 36 Months | PUMP ONLY
912-0019 | Sys,Sew-BN266/F18X30-2V2D/MFS | Sys,Sew-BN266/F18X30-2V2D/MFS | https://www.zoellerpumps.com/en-us/products/package-systems/912-preassembled | EA | 1055 |  | 53514026028 | 75 | LB | 36 | 22 | 22 | 36 Months | PUMP ONLY
912-0020 | Sys,Sew-BN266/F18X30-2V2D/10T/MFS | Sys,Sew-BN266/F18X30-2V2D/10T/MFS | https://www.zoellerpumps.com/en-us/products/package-systems/912-preassembled | EA | 1062 |  | 53514026035 | 79 | LB | 36 | 22 | 22 | 36 Months | PUMP ONLY
912-0021 | Sys,Sew-M264/P18X30-3V2D | Sys,Sew-M264/P18X30-3V2D | https://www.zoellerpumps.com/en-us/products/package-systems/912-preassembled | EA | 774 |  | 53514026042 | 56 | LB | 36 | 22 | 22 | 36 Months | PUMP ONLY
912-0022 | Sys,Sew-M264/P18X30-3V2D/10T | Sys,Sew-M264/P18X30-3V2D/10T | https://www.zoellerpumps.com/en-us/products/package-systems/912-preassembled | EA | 805 |  | 53514026059 | 63 | LB | 36 | 22 | 22 | 36 Months | PUMP ONLY
912-0023 | Sys,Sew-M264/F18X30-3V2D | Sys,Sew-M264/F18X30-3V2D | https://www.zoellerpumps.com/en-us/products/package-systems/912-preassembled | EA | 894 |  | 53514026066 | 71 | LB | 36 | 22 | 22 | 36 Months | PUMP ONLY
912-0024 | Sys,Sew-M264/F18X30-3V2D/10T | Sys,Sew-M264/F18X30-3V2D/10T | https://www.zoellerpumps.com/en-us/products/package-systems/912-preassembled | EA | 956 |  | 53514026073 | 75 | LB | 36 | 22 | 22 | 36 Months | PUMP ONLY
912-0025 | Sys,Sew-M266/P18X30-3V2D | Sys,Sew-M266/P18X30-3V2D | https://www.zoellerpumps.com/en-us/products/package-systems/912-preassembled | EA | 875 |  | 53514026080 | 61 | LB | 36 | 22 | 22 | 36 Months | PUMP ONLY
912-0026 | Sys,Sew-M266/P18X30-3V2D/10T | Sys,Sew-M266/P18X30-3V2D/10T | https://www.zoellerpumps.com/en-us/products/package-systems/912-preassembled | EA | 836 |  | 53514026097 | 65 | LB | 36 | 22 | 22 | 36 Months | PUMP ONLY
912-0027 | Sys,Sew-M266/F18X30-3V2D | Sys,Sew-M266/F18X30-3V2D | https://www.zoellerpumps.com/en-us/products/package-systems/912-preassembled | EA | 928 |  | 53514026103 | 74 | LB | 36 | 22 | 22 | 36 Months | PUMP ONLY
912-0028 | Sys,Sew-M266/F18X30-3V2D/10T | Sys,Sew-M266/F18X30-3V2D/10T | https://www.zoellerpumps.com/en-us/products/package-systems/912-preassembled | EA | 987 |  | 53514026110 | 79 | LB | 36 | 22 | 22 | 36 Months | PUMP ONLY
912-0029 | Sys,Sew-BN264/P18X30-3V2D/MFS | Sys,Sew-BN264/P18X30-3V2D/MFS | https://www.zoellerpumps.com/en-us/products/package-systems/912-preassembled | EA | 820 |  | 53514026127 | 56 | LB | 36 | 22 | 22 | 36 Months | PUMP ONLY
912-0030 | Sys,Sew-BN264/P18X30-3V2D/10T/MFS | Sys,Sew-BN264/P18X30-3V2D/10T/MFS | https://www.zoellerpumps.com/en-us/products/package-systems/912-preassembled | EA | 813 |  | 53514026134 | 65 | LB | 36 | 22 | 22 | 36 Months | PUMP ONLY
912-0031 | Sys,Sew-BN264/F18X30-3V2D/MFS | Sys,Sew-BN264/F18X30-3V2D/MFS | https://www.zoellerpumps.com/en-us/products/package-systems/912-preassembled | EA | 906 |  | 53514026141 | 73 | LB | 36 | 22 | 22 | 36 Months | PUMP ONLY
912-0032 | Sys,Sew-BN264/F18X30-3V2D/10T/MFS | Sys,Sew-BN264/F18X30-3V2D/10T/MFS | https://www.zoellerpumps.com/en-us/products/package-systems/912-preassembled | EA | 965 |  | 53514026158 | 77 | LB | 36 | 22 | 22 | 36 Months | PUMP ONLY
912-0033 | Sys,Sew-BN266/P18X30-3V2D/MFS | Sys,Sew-BN266/P18X30-3V2D/MFS | https://www.zoellerpumps.com/en-us/products/package-systems/912-preassembled | EA | 921 |  | 53514026165 | 61 | LB | 36 | 22 | 22 | 36 Months | PUMP ONLY
912-0034 | Sys,Sew-BN266/P18X30-3V2D/10T/MFS | Sys,Sew-BN266/P18X30-3V2D/10T/MFS | https://www.zoellerpumps.com/en-us/products/package-systems/912-preassembled | EA | 849 |  | 53514026172 | 67 | LB | 36 | 22 | 22 | 36 Months | PUMP ONLY
912-0035 | Sys,Sew-BN266/F18X30-3V2D/MFS | Sys,Sew-BN266/F18X30-3V2D/MFS | https://www.zoellerpumps.com/en-us/products/package-systems/912-preassembled | EA | 954 |  | 53514026189 | 75 | LB | 36 | 22 | 22 | 36 Months | PUMP ONLY
912-0036 | Sys,Sew-BN266/F18X30-3V2D/10T/MFS | Sys,Sew-BN266/F18X30-3V2D/10T/MFS | https://www.zoellerpumps.com/en-us/products/package-systems/912-preassembled | EA | 1000 |  | 53514026196 | 79 | LB | 36 | 22 | 22 | 36 Months | PUMP ONLY
912-0055 | Sys,Sew-BN264/P18X30/2D 2"Integral Vent/MFS | Sys,Sew-BN264/P18X30/2D 2"Integral Vent/MFS | https://www.zoellerpumps.com/en-us/products/package-systems/912-preassembled | EA | 806 |  | 53514088217 | 50 | LB | 36 | 22 | 22 | 36 Months | PUMP ONLY
912-0056 | Sys,Sew-BN266/P18X30/2D 2"Integral Vent/MFS | Sys,Sew-BN266/P18X30/2D 2"Integral Vent/MFS | https://www.zoellerpumps.com/en-us/products/package-systems/912-preassembled | EA | 940 |  | 53514088224 | 55 | LB | 36 | 22 | 22 | 36 Months | PUMP ONLY
912-0061 | Sys,Sew-M264/PSF18X30-2V2D | Sys,Sew-M264/PSF18X30-2V2D | https://www.zoellerpumps.com/en-us/products/package-systems/912-preassembled | EA | 877 |  | 53514106874 | 59 | LB | 36 | 22 | 22 | 36 Months | PUMP ONLY
912-0063 | Sys,Sew-M266/PSF18X30/2V2D | Sys,Sew-M266/PSF18X30/2V2D | https://www.zoellerpumps.com/en-us/products/package-systems/912-preassembled | EA | 899 |  | 53514106904 | 64 | LB | 36 | 22 | 22 | 36 Months | PUMP ONLY
912-0065 | Sys,Sew-BN264/PSF18X30-2V2D/MFS | Sys,Sew-BN264/PSF18X30-2V2D/MFS | https://www.zoellerpumps.com/en-us/products/package-systems/912-preassembled | EA | 918 |  | 53514106935 | 59 | LB | 36 | 22 | 22 | 36 Months | PUMP ONLY
912-0067 | Sys,Sew-BN266/PSF18X30-2V2D/MFS | Sys,Sew-BN266/PSF18X30-2V2D/MFS | https://www.zoellerpumps.com/en-us/products/package-systems/912-preassembled | EA | 952 |  | 53514106966 | 64 | LB | 36 | 22 | 22 | 36 Months | PUMP ONLY
912-0069 | Sys,Sew-M264/P18X30/2D 2"Integral Vent | Sys,Sew-M264/P18X30/2D 2"Integral Vent | https://www.zoellerpumps.com/en-us/products/package-systems/912-preassembled | EA | 806 |  | 53514121587 | 50 | LB | 36 | 22 | 22 | 36 Months | PUMP ONLY
912-0070 | Sys,Sew-M266/P18X30/2D 2"Integral Vent | Sys,Sew-M266/P18X30/2D 2"Integral Vent | https://www.zoellerpumps.com/en-us/products/package-systems/912-preassembled | EA | 838 |  | 53514121594 | 55 | LB | 36 | 22 | 22 | 36 Months | PUMP ONLY
912-0071 | Sys,Sew-BN266/PSF18X30/2V2D/PSF Split/MFS/Black Iron Pipe | Sys,Sew-BN266/PSF18X30/2V2D/PSF Split/MFS/Black Iron Pipe | https://www.zoellerpumps.com/en-us/products/package-systems/912-preassembled | EA | 1023 |  | 53514122843 | 63 | LB | 36 | 22 | 22 | 36 Months | PUMP ONLY
912-0072 | Sys,Sew-BN266/PSF18X30/3V3D/PSF Split/MFS/Black Iron Pipe | Sys,Sew-BN266/PSF18X30/3V3D/PSF Split/MFS/Black Iron Pipe | https://www.zoellerpumps.com/en-us/products/package-systems/912-preassembled | EA | 1029 |  | 53514122850 | 63 | LB | 36 | 22 | 22 | 36 Months | PUMP ONLY
912-0073 | Sys,Sew-M211/PSF18X30-2V2D | Sys,Sew-M211/PSF18X30-2V2D | https://www.zoellerpumps.com/en-us/products/package-systems/912-preassembled | EA | 633 |  | 53514133023 | 39 | LB | 36 | 22 | 22 | 12 Months | PUMP ONLY
912-0074 | Sys,Sew-BN211/P18X30-2V2D | Sys,Sew-BN211/P18X30-2V2D | https://www.zoellerpumps.com/en-us/products/package-systems/912-preassembled | EA | 635 |  | 53514133139 | 39 | LB | 36 | 22 | 22 | 12 Months | PUMP ONLY
912-0077 | Sys,Sew-M264/P18X30-2V2D/10T/W-Alarm | Sys,Sew-M264/P18X30-2V2D/10T/W-Alarm | https://www.zoellerpumps.com/en-us/products/package-systems/912-preassembled | EA | 1067 |  | 53514141301 | 67 | LB | 36 | 22 | 22 | 36 Months | PUMP ONLY
912-0078 | Sys,Sew-M264/PSF24X36-2V2D | Sys,Sew-M264/P24X36-2V2D | https://www.zoellerpumps.com/en-us/products/package-systems/912-preassembled | EA | 1298 |  | 53514141844 | 82 | LB | 42 | 28 | 28 | 36 Months | PUMP ONLY
912-0079 | Sys,Sew-M266/PSF24X36-2V2D | Sys,Sew-M266/P24X36-2V2D | https://www.zoellerpumps.com/en-us/products/package-systems/912-preassembled | EA | 1306 |  | 53514141851 | 87 | LB | 42 | 28 | 28 | 36 Months | PUMP ONLY
912-0080 | Sys,Sew-BN264/PSF24X36-2V2D/MFS | Sys,Sew-BN264/P24X36-2V2D/MFS | https://www.zoellerpumps.com/en-us/products/package-systems/912-preassembled | EA | 1298 |  | 53514141868 | 82 | LB | 42 | 28 | 28 | 36 Months | PUMP ONLY
912-0081 | Sys,Sew-BN266/PSF24X36-2V2D/MFS | Sys,Sew-BN266/P24X36-2V2D/MFS | https://www.zoellerpumps.com/en-us/products/package-systems/912-preassembled | EA | 1377 |  | 53514141875 | 87 | LB | 42 | 28 | 28 | 36 Months | PUMP ONLY
912-0082 | Sys,Sew-M264/PSF18X30/Underground | Sys,Sew-M264/PSF18X30/Underground | https://www.zoellerpumps.com/en-us/products/package-systems/912-preassembled | EA | 816 |  | 53514144654 | 61 | LB | 36 | 22 | 22 | 36 Months | PUMP ONLY
912-0083 | Sys,Sew-BN264/PSF18X30/MFS/Underground | Sys,Sew-BN264/PSF18X30/MFS/Underground | https://www.zoellerpumps.com/en-us/products/package-systems/912-preassembled | EA | 816 |  | 53514144708 | 62 | LB | 36 | 22 | 22 | 36 Months | PUMP ONLY
912-0084 | Sys,Sew-M266/PSF18X30/Underground | Sys,Sew-M266/PSF18X30/Underground | https://www.zoellerpumps.com/en-us/products/package-systems/912-preassembled | EA | 831 |  | 53514144715 | 62 | LB | 36 | 22 | 22 | 36 Months | PUMP ONLY
912-0085 | Sys,Sew-BN266/PSF/18X30/MFS/Underground | Sys,Sew-BN266/PSF/18X30/MFS/Underground | https://www.zoellerpumps.com/en-us/products/package-systems/912-preassembled | EA | 896 |  | 53514144722 | 63 | LB | 36 | 22 | 22 | 36 Months | PUMP ONLY
912-0086 | Sys,Sew-M264/PSF18X30/2V2D/Split Cvr/Premium | Sys,Sew-M264/PSF18X30/2V2D/Split Cvr/Premium | https://www.zoellerpumps.com/en-us/products/package-systems/912-preassembled | EA | 849 |  | 53514160319 | 64 | LB | 36 | 22 | 22 | 36 Months | PUMP ONLY
912-0087 | Sys,Sew-BN264/PSF18X30/2V2D/Split Cover/MFS/Premium | Sys,Sew-BN264/PSF18X30/2V2D/Split Cover/MFS/Premium | https://www.zoellerpumps.com/en-us/products/package-systems/912-preassembled | EA | 888 |  | 53514160326 | 64 | LB | 36 | 22 | 22 | 36 Months | PUMP ONLY
912-0088 | Sys,Sew-M266/PSF18X30/2V2D/Split Cover/Premium | Sys,Sew-M266/PSF18X30/2V2D/Split Cover/Premium | https://www.zoellerpumps.com/en-us/products/package-systems/912-preassembled | EA | 929 |  | 53514160333 | 69 | LB | 36 | 22 | 22 | 36 Months | PUMP ONLY
912-0089 | Sys,Sew-BN266/PSF18X30/2V2D/Split Cover/MFS/Premium | Sys,Sew-BN266/PSF18X30/2V2D/Split Cover/MFS/Premium | https://www.zoellerpumps.com/en-us/products/package-systems/912-preassembled | EA | 983 |  | 53514160340 | 69 | LB | 36 | 22 | 22 | 36 Months | PUMP ONLY
912-0090 | Sys,Sew-M264/PSF18X30/Underground/Premium | Sys,Sew-M264/PSF18X30/Underground/Premium | https://www.zoellerpumps.com/en-us/products/package-systems/912-preassembled | EA | 923 |  | 53514160456 | 72 | LB | 36 | 22 | 22 | 36 Months | PUMP ONLY
912-0091 | Sys,Sew-BN264/PSF18X30/MFS/Underground/Premium | Sys,Sew-BN264/PSF18X30/MFS/Underground/Premium | https://www.zoellerpumps.com/en-us/products/package-systems/912-preassembled | EA | 981 |  | 53514160463 | 72 | LB | 36 | 22 | 22 | 36 Months | PUMP ONLY
912-0092 | Sys,Sew-M266/PSF18X30/Underground/Premium | Sys,Sew-M266/PSF18X30/Underground/Premium | https://www.zoellerpumps.com/en-us/products/package-systems/912-preassembled | EA | 962 |  | 53514160470 | 73 | LB | 36 | 22 | 22 | 36 Months | PUMP ONLY
912-0093 | Sys,Sew-BN266/PSF18X30/MFS/Underground/Premium | Sys,Sew-BN266/PSF18X30/MFS/Underground/Premium | https://www.zoellerpumps.com/en-us/products/package-systems/912-preassembled | EA | 1063 |  | 53514160487 | 73 | LB | 36 | 22 | 22 | 36 Months | PUMP ONLY
912-0105 | Sys,Sew-M264/P24X24/2V2D | Sys,Sew-M264/P24X24/2V2D | https://www.zoellerpumps.com/en-us/products/package-systems/912-preassembled | EA | 1051 |  | 53514182793 | 80 | LB | 30 | 24 | 40 | 36 Months | PUMP ONLY
912-0106 | Sys,Sew-BN264/P24X24/2V2D/MFS | Sys,Sew-BN264/P24X24/2V2D/MFS | https://www.zoellerpumps.com/en-us/products/package-systems/912-preassembled | EA | 1051 |  | 53514182809 | 80 | LB | 30 | 24 | 40 | 36 Months | PUMP ONLY
912-0107 | Sys,Sew-M266/P24X24/2V2D | Sys,Sew-M266/P24X24/2V2D | https://www.zoellerpumps.com/en-us/products/package-systems/912-preassembled | EA | 1050 |  | 53514182755 | 83 | LB | 30 | 24 | 40 | 36 Months | PUMP ONLY
912-0108 | Sys,Sew-BN266/P24X24/2V2D/MFS | Sys,Sew-BN266/P24X24/2V2D/MFS | https://www.zoellerpumps.com/en-us/products/package-systems/912-preassembled | EA | 1140 |  | 53514182762 | 83 | LB | 30 | 24 | 40 | 36 Months | PUMP ONLY
912-0109 | Sys,Sew-BN264/PSF18X30-2V2D/MFS/W-Alarm | Sys,Sew-BN264/PSF18X30-2V2D/MFS/W-Alarm | https://www.zoellerpumps.com/en-us/products/package-systems/912-preassembled | EA | 1012 |  | 53514198596 | 59 | LB | 36 | 22 | 22 | 36 Months | PUMP ONLY
912-0112 | Sys,Sew-M211/P24X24/2V2D/ZCO | Sys,Sew-M211/P24X24/2V2D/ZCO | https://www.zoellerpumps.com/en-us/products/package-systems/912-preassembled | EA | 773 |  | 53514208516 | 50 | LB | 30 | 24 | 40 | 12 Months | PUMP ONLY
912-0113 | Sys,Sew-BN211/P24X24/2V2D/MFS/ZCO | Sys,Sew-BN211/P24X24/2V2D/MFS/ZCO | https://www.zoellerpumps.com/en-us/products/package-systems/912-preassembled | EA | 773 |  | 53514208530 | 50 | LB | 30 | 24 | 40 | 12 Months | PUMP ONLY
912-0114 | Sys,Sew-M264/P24X24/2V2D/ZCO | Sys,Sew-M264/P24X24/2V2D/ZCO | https://www.zoellerpumps.com/en-us/products/package-systems/912-preassembled | EA | 901 |  | 53514208554 | 73 | LB | 30 | 24 | 40 | 36 Months | PUMP ONLY
912-0115 | Sys,Sew-BN264/P24X24/2V2D/MFS | Sys,Sew-BN264/P24X24/2V2D/MFS | https://www.zoellerpumps.com/en-us/products/package-systems/912-preassembled | EA | 933 |  | 53514208592 | 73 | LB | 30 | 24 | 40 | 36 Months | PUMP ONLY
912-0116 | Sys,Sew-M266/P24X24/2V2D/ZCO | Sys,Sew-M266/P24X24/2V2D/ZCO | https://www.zoellerpumps.com/en-us/products/package-systems/912-preassembled | EA | 943 |  | 53514208615 | 76 | LB | 30 | 24 | 40 | 36 Months | PUMP ONLY
912-0117 | Sys,Sew-BN266/P24X24/2V2D/MFS/ZCO | Sys,Sew-BN266/P24X24/2V2D/MFS/ZCO | https://www.zoellerpumps.com/en-us/products/package-systems/912-preassembled | EA | 1077 |  | 53514208639 | 76 | LB | 30 | 24 | 40 | 36 Months | PUMP ONLY
912-1005 | Sys,Sew-BN264/P18X30-2V 2D/MFS/W-Alarm | Sys,Sew-BN264/P18X30-2V 2D/MFS/W-Alarm | https://www.zoellerpumps.com/en-us/products/package-systems/912-preassembled | EA | 977 |  | 53514106928 | 59 | LB | 36 | 22 | 22 | 36 Months | PUMP ONLY
912-1007 | Sys,Sew-M264/P18X30-2V2D/W-Alarm | Sys,Sew-M264/P18X30-2V2D/W-Alarm | https://www.zoellerpumps.com/en-us/products/package-systems/912-preassembled | EA | 977 |  | 53514106867 | 59 | LB | 36 | 22 | 22 | 36 Months | PUMP ONLY
912-1010 | Sys,Sew-M266/P18X30-2V2D/W-Alarm | Sys,Sew-M266/P18X30-2V2D/W-Alarm | https://www.zoellerpumps.com/en-us/products/package-systems/912-preassembled | EA | 1014 |  | 53514106898 | 64 | LB | 36 | 22 | 22 | 36 Months | PUMP ONLY
912-1017 | Sys,Sew-BN266/P18X30-2V2D/MFS/W-Alarm | Sys,Sew-BN266/P18X30-2V2D/MFS/W-Alarm | https://www.zoellerpumps.com/en-us/products/package-systems/912-preassembled | EA | 1059 |  | 53514106959 | 64 | LB | 36 | 22 | 22 | 36 Months | PUMP ONLY
912-1055 | Sys,Sew-BN264/P18X30-2D 2"Int Vent/MFS/W-Alarm | Sys,Sew-BN264/P18X30-2D 2"Int Vent/MFS/W-Alarm | https://www.zoellerpumps.com/en-us/products/package-systems/912-preassembled | EA | 1019 |  | 53514106980 | 53 | LB | 36 | 22 | 22 | 36 Months | PUMP ONLY
912-1056 | Sys,Sew-BN266/P18X30-2D 2"Int Vent/MFS/W-Alarm | Sys,Sew-BN266/P18X30-2D 2"Int Vent/MFS/W-Alarm | https://www.zoellerpumps.com/en-us/products/package-systems/912-preassembled | EA | 1098 |  | 53514106997 | 58 | LB | 36 | 22 | 22 | 36 Months | PUMP ONLY
912-1067 | Sys,Sew-BN266/PSF18X30-2V2D/MFS/W-Alarm | Sys,Sew-BN266/PSF18X30-2V2D/MFS/W-Alarm | https://www.zoellerpumps.com/en-us/products/package-systems/912-preassembled | EA | 1204 |  | 53514123673 | 67 | LB | 36 | 22 | 22 | 36 Months | PUMP ONLY
912-1080 | Sys,Sew-BN264/P24X36-2V2D/MFS/W-Alarm | Sys,Sew-BN264/P24X36-2V2D/MFS/W-Alarm | https://www.zoellerpumps.com/en-us/products/package-systems/912-preassembled | EA | 1394 |  | 53514146344 | 85 | LB | 42 | 28 | 28 | 36 Months | PUMP ONLY
912-1081 | Sys,Sew-BN266/P24X36-2V2D/MFS/W-Alarm | Sys,Sew-BN266/P24X36-2V2D/MFS/W-Alarm | https://www.zoellerpumps.com/en-us/products/package-systems/912-preassembled | EA | 1449 |  | 53514146351 | 90 | LB | 42 | 28 | 28 | 36 Months | PUMP ONLY
912-1082 | Sys,Sew-M264/PSF18X30/Underground/W-Alarm | Sys,Sew-M264/PSF18X30/Underground/W-Alarm | https://www.zoellerpumps.com/en-us/products/package-systems/912-preassembled | EA | 1115 |  | 53514146597 | 66 | LB | 36 | 22 | 22 | 36 Months | PUMP ONLY
912-1083 | Sys,Sew-BN264/PSF18X30/MFS/Underground/W-Alarm | Sys,Sew-BN264/PSF18X30/MFS/Underground/W-Alarm | https://www.zoellerpumps.com/en-us/products/package-systems/912-preassembled | EA | 1115 |  | 53514146603 | 67 | LB | 36 | 22 | 22 | 36 Months | PUMP ONLY
912-1084 | Sys,Sew-M266/PSF18X30/Underground/W-Alarm | Sys,Sew-M266/PSF18X30/Underground/W-Alarm | https://www.zoellerpumps.com/en-us/products/package-systems/912-preassembled | EA | 1147 |  | 53514146610 | 67 | LB | 36 | 22 | 22 | 36 Months | PUMP ONLY
912-1085 | Sys,Sew-BN266/PSF18X30/MFS/Underground/W-Alarm | Sys,Sew-BN266/PSF18X30/MFS/Underground/W-Alarm | https://www.zoellerpumps.com/en-us/products/package-systems/912-preassembled | EA | 1192 |  | 53514146627 | 68 | LB | 36 | 22 | 22 | 36 Months | PUMP ONLY
912-1086 | Sys,Sew-M264/PSF18X30/2V2D/Split Cvr/Alm/Premium | Sys,Sew-M264/PSF18X30/2V2D/Split Cvr/Alm/Premium | https://www.zoellerpumps.com/en-us/products/package-systems/912-preassembled | EA | 1100 |  | 53514160357 | 67 | LB | 36 | 22 | 22 | 36 Months | PUMP ONLY
912-1087 | Sys,Sew-BN264/PSF18X30/2V2D/Split Cover/MFS/Alarm/Premium | Sys,Sew-BN264/PSF18X30/2V2D/Split Cover/MFS/Alarm/Premium | https://www.zoellerpumps.com/en-us/products/package-systems/912-preassembled | EA | 1100 |  | 53514160364 | 67 | LB | 36 | 22 | 22 | 36 Months | PUMP ONLY
912-1088 | Sys,Sew-M266/PSF18X30/2V2D/Split Cover/Alarm/Premium | Sys,Sew-M266/PSF18X30/2V2D/Split Cover/Alarm/Premium | https://www.zoellerpumps.com/en-us/products/package-systems/912-preassembled | EA | 1107 |  | 53514160371 | 72 | LB | 36 | 22 | 22 | 36 Months | PUMP ONLY
912-1089 | Sys,Sew-BN266/PSF18X30/2V2D/Split Cover/MFS/Alarm/Premium | Sys,Sew-BN266/PSF18X30/2V2D/Split Cover/MFS/Alarm/Premium | https://www.zoellerpumps.com/en-us/products/package-systems/912-preassembled | EA | 1174 |  | 53514160388 | 72 | LB | 36 | 22 | 22 | 36 Months | PUMP ONLY
912-1090 | Sys,Sew-M264/PSF18X30/Underground/Alarm/Premium | Sys,Sew-M264/PSF18X30/Underground/Alarm/Premium | https://www.zoellerpumps.com/en-us/products/package-systems/912-preassembled | EA | 1227 |  | 53514160494 | 72 | LB | 36 | 22 | 22 | 36 Months | PUMP ONLY
912-1091 | Sys,Sew-BN264/PSF18X30/MFS/Underground/Alarm/Premium | Sys,Sew-BN264/PSF18X30/MFS/Underground/Alarm/Premium | https://www.zoellerpumps.com/en-us/products/package-systems/912-preassembled | EA | 1232 |  | 53514160500 | 76 | LB | 36 | 22 | 22 | 36 Months | PUMP ONLY
912-1092 | Sys,Sew-M266/PSF18X30/Underground/Alm/Premium | Sys,Sew-M266/PSF18X30/Underground/Alm/Premium | https://www.zoellerpumps.com/en-us/products/package-systems/912-preassembled | EA | 1240 |  | 53514160517 | 76 | LB | 36 | 22 | 22 | 36 Months | PUMP ONLY
912-1093 | Sys,Sew-BN266/PSF18X30/MFS/Underground/Alm/Premium | Sys,Sew-BN266/PSF18X30/MFS/Underground/Alm/Premium | https://www.zoellerpumps.com/en-us/products/package-systems/912-preassembled | EA | 1302 |  | 53514160524 | 77 | LB | 36 | 22 | 22 | 36 Months | PUMP ONLY
912-1098 | Sys,Sew-BN266/PSF24X36/Underground/W-Alarm | Sys,Sew-BN266/PSF24X36/Underground/W-Alarm | https://www.zoellerpumps.com/en-us/products/package-systems/912-preassembled | EA | 1645 |  | 53514245108 | 107 | LB | 42 | 30 | 30 | 36 Months | PUMP ONLY
912-1105 | Sys,Sew-M264/P24X24/2V2D/W-Alarm | Sys,Sew-M264/P24X24/2V2D/W-Alarm | https://www.zoellerpumps.com/en-us/products/package-systems/912-preassembled | EA | 1206 |  | 53514183158 | 82 | LB | 30 | 24 | 40 | 36 Months | PUMP ONLY
912-1106 | Sys,Sew-BN264/P24X24/2V2D/MFS/W-Alarm | Sys,Sew-BN264/P24X24/2V2D/MFS/W-Alarm | https://www.zoellerpumps.com/en-us/products/package-systems/912-preassembled | EA | 1206 |  | 53514183165 | 82 | LB | 30 | 24 | 40 | 36 Months | PUMP ONLY
912-1107 | Sys,Sew-M266/P24X24/2V2D/W-Alarm | Sys,Sew-M266/P24X24/2V2D/W-Alarm | https://www.zoellerpumps.com/en-us/products/package-systems/912-preassembled | EA | 1237 |  | 53514183172 | 85 | LB | 30 | 24 | 40 | 36 Months | PUMP ONLY
912-1108 | Sys,Sew-BN266/P24X24/2V2D/MFS/W-Alarm | Sys,Sew-BN266/P24X24/2V2D/MFS/W-Alarm | https://www.zoellerpumps.com/en-us/products/package-systems/912-preassembled | EA | 1304 |  | 53514183189 | 85 | LB | 30 | 24 | 40 | 36 Months | PUMP ONLY
912-1112 | Sys,Sew-M211/P24X24/2V2D/W-Alarm/ZCO | Sys,Sew-M211/P24X24/2V2D/W-Alarm/ZCO | https://www.zoellerpumps.com/en-us/products/package-systems/912-preassembled | EA | 940 |  | 53514208523 | 54 | LB | 30 | 24 | 40 | 12 Months | PUMP ONLY
912-1113 | Sys,Sew-BN211/P24X24/2V2D/MFS/W-Alarm/ZCO | Sys,Sew-BN211/P24X24/2V2D/MFS/W-Alarm/ZCO | https://www.zoellerpumps.com/en-us/products/package-systems/912-preassembled | EA | 940 |  | 53514208547 | 54 | LB | 30 | 24 | 40 | 12 Months | PUMP ONLY
912-1114 | Sys,Sew-M264/P24X24/2V2D/W-Alarm/ZCO | Sys,Sew-M264/P24X24/2V2D/W-Alarm/ZCO | https://www.zoellerpumps.com/en-us/products/package-systems/912-preassembled | EA | 1098 |  | 53514208578 | 75 | LB | 30 | 24 | 40 | 36 Months | PUMP ONLY
912-1115 | Sys,Sew-BN264/P24X24/2V2D/MFS/W-Alarm/ZCO | Sys,Sew-BN264/P24X24/2V2D/MFS/W-Alarm/ZCO | https://www.zoellerpumps.com/en-us/products/package-systems/912-preassembled | EA | 1124 |  | 53514208608 | 75 | LB | 30 | 24 | 40 | 36 Months | PUMP ONLY
912-1116 | Sys,Sew-M266/P24X24/2V2D/W-Alarm/ZCO | Sys,Sew-M266/P24X24/2V2D/W-Alarm/ZCO | https://www.zoellerpumps.com/en-us/products/package-systems/912-preassembled | EA | 1227 |  | 53514208622 | 78 | LB | 30 | 24 | 40 | 36 Months | PUMP ONLY
912-1117 | Sys,Sew-BN266/P24X24/2V2D/MFS/W-Alarm/ZCO | Sys,Sew-BN266/P24X24/2V2D/MFS/W-Alarm/ZCO | https://www.zoellerpumps.com/en-us/products/package-systems/912-preassembled | EA | 1248 |  | 53514208646 | 78 | LB | 30 | 24 | 40 | 36 Months | PUMP ONLY
912-1123 | Sys,Sew-M211/PSF18X30-2V2D/Alarm | Sys,Sew-M211/PSF18X30-2V2D/Alarm | https://www.zoellerpumps.com/en-us/products/package-systems/912-preassembled | EA | 801 |  | 53514362768 | 39 | LB | 36 | 22 | 22 | 12 Months | PUMP ONLY
912-1124 | Sys,Sew-BN264/P24X24/2V2D/MFS/Split Cover | Sys,Sew-BN264/P24X24/2V2D/MFS/Split Cover | https://www.zoellerpumps.com/en-us/products/package-systems/912-preassembled | EA | 909 |  | 53514364083 | 73 | LB | 30 | 24 | 40 | 36 Months | PUMP ONLY
912-1127 | Sys,Sew-M212/PSF18X30-2V2D | Sys,Sew-M212/PSF18X30-2V2D | https://www.zoellerpumps.com/en-us/products/package-systems/912-preassembled | EA | 690 |  | 53514404055 | 39 | LB | 36 | 22 | 22 | 12 Months | PUMP ONLY
912-1141 | Sys,Sew-M264/P24X24/2V2D/ZCO/Insp | Sys,Sew-M264/P24X24/2V2D/ZCO/Insp | https://www.zoellerpumps.com/en-us/products/package-systems/912-preassembled | EA | 768 |  | 53514480080 | 62 | LB | 30 | 24 | 40 | 36 Months | PUMP ONLY
912-1142 | Sys,Sew-BN264/P24X24/2V2D/ZCO/MFS/Insp | Sys,Sew-BN264/P24X24/2V2D/ZCO/MFS/Insp | https://www.zoellerpumps.com/en-us/products/package-systems/912-preassembled | EA | 801 |  | 53514480523 | 64.6 | LB | 30 | 24 | 40 | 36 Months | PUMP ONLY
912-1143 | Sys,Sew-M266/P24X24/2V2D/ZCO/Insp | Sys,Sew-M266/P24X24/2V2D/ZCO/Insp | https://www.zoellerpumps.com/en-us/products/package-systems/912-preassembled | EA | 847 |  | 53514480530 | 67 | LB | 30 | 24 | 40 | 36 Months | PUMP ONLY
912-1144 | Sys,Sew-BN266/P24X24/2V2D/MFS/ZCO/Insp | Sys,Sew-BN266/P24X24/2V2D/MFS/ZCO/Insp | https://www.zoellerpumps.com/en-us/products/package-systems/912-preassembled | EA | 883 |  | 53514480455 | 69.6 | LB | 30 | 24 | 40 | 36 Months | PUMP ONLY
912-1147 | Sys,Sew-M264/P24X24/2V2D/W-Alarm/ZCO/Insp | Sys,Sew-M264/P24X24/2V2D/W-Alarm/ZCO/Insp | https://www.zoellerpumps.com/en-us/products/package-systems/912-preassembled | EA | 1003 |  | 53514480561 | 66.1 | LB | 30 | 24 | 40 | 36 Months | PUMP ONLY
912-1148 | Sys,Sew-BN264/P24X24/2V2D/MFS/W-Alarm/ZCO/Insp | Sys,Sew-BN264/P24X24/2V2D/MFS/W-Alarm/ZCO/Insp | https://www.zoellerpumps.com/en-us/products/package-systems/912-preassembled | EA | 1003 |  | 53514479299 | 68.1 | LB | 30 | 24 | 40 | 36 Months | PUMP ONLY
912-1149 | Sys,Sew-M266/P24X24/2V2D/W-Alarm/ZCO/Insp | Sys,Sew-M266/P24X24/2V2D/W-Alarm/ZCO/Insp | https://www.zoellerpumps.com/en-us/products/package-systems/912-preassembled | EA | 1065 |  | 53514480578 | 71.1 | LB | 30 | 24 | 40 | 36 Months | PUMP ONLY
912-1150 | Sys,Sew-BN266/P24X24/2V2D/MFS/W-Alarm/ZCO/Insp | Sys,Sew-BN266/P24X24/2V2D/MFS/W-Alarm/ZCO/Insp | https://www.zoellerpumps.com/en-us/products/package-systems/912-preassembled | EA | 1065 |  | 53514479282 | 73.1 | LB | 30 | 24 | 40 | 36 Months | PUMP ONLY
912-1151 | Sys,Sew-M211/Dup/P24X24/2V2D/W-Alarm/ZCO/Insp | Sys,Sew-M211/Dup/P24X24/2V2D/W-Alarm/ZCO/Insp | https://www.zoellerpumps.com/en-us/products/package-systems/912-preassembled | EA | 2237 |  | 53514480592 | 59.5 | LB | 30 | 24 | 40 | 24 Months | PUMP ONLY
912-1153 | Sys,Sew-M212/Dup/P24X24/2V2D/W-Alarm/ZCO/Insp | Sys,Sew-M212/Dup/P24X24/2V2D/W-Alarm/ZCO/Insp | https://www.zoellerpumps.com/en-us/products/package-systems/912-preassembled | EA | 2216 |  | 53514479329 | 69.1 | LB | 30 | 24 | 40 | 24 Months | PUMP ONLY
912-1159 | Sys,Sew-M264/Dup/P24X24/2V2D/W-Alarm/ZCO/Insp | Sys,Sew-M264/Dup/P24X24/2V2D/W-Alarm/ZCO/Insp | https://www.zoellerpumps.com/en-us/products/package-systems/912-preassembled | EA | 2387 |  | 53514479312 | 107.1 | LB | 30 | 24 | 40 | 36 Months | PUMP ONLY
912-1161 | Sys,Sew-M266/Dup/P24X24/2V2D/W-Alarm/ZCO/Insp | Sys,Sew-M266/Dup/P24X24/2V2D/W-Alarm/ZCO/Insp | https://www.zoellerpumps.com/en-us/products/package-systems/912-preassembled | EA | 2446 |  | 53514482602 | 117.1 | LB | 30 | 24 | 40 | 36 Months | PUMP ONLY
915-0005 | Sys,Sew-BN801/PSF18X30-2V1.25D/MFS/Alarm/Suspended | Sys,Sew-BN801/PSF18X30-2V1.25D/MFS/Alarm/Suspended | https://www.zoellerpumps.com/en-us/products/grinder-pumps/residential-packages/915 | EA | 2031 |  | 53514309596 | 60 | LB | 36 | 22 | 22 | 36 Months | PUMP ONLY
915-0006 | Sys,Sew-BN801/P-24X24/Rotomolded-2V1.25D/MFS/Alarm/Suspended | Sys,Sew-BN801/P-24X24/Rotomolded-2V1.25D/MFS/Alarm/Suspended | https://www.zoellerpumps.com/en-us/products/grinder-pumps/residential-packages/915 | EA | 2163 |  | 53514312176 | 65 | LB | 30 | 40 | 48 | 36 Months | PUMP ONLY
915-0007 | Sys,Sew-BN801/F-18X30-2V1.25D/10'/MFS/Alarm/Suspended | Sys,Sew-BN801/F-18X30-2V1.25D/10'/MFS/Alarm/Suspended | https://www.zoellerpumps.com/en-us/products/grinder-pumps/residential-packages/915 | EA | 2191 |  | 53514312183 | 71 | LB | 36 | 22 | 22 | 36 Months | PUMP ONLY
915-0008 | Sys,Sew-BN801/PSF18X30-3V1.25D/MFS/Alarm/Suspended | Sys,Sew-BN801/PSF18X30-3V1.25D/MFS/Alarm/Suspended | https://www.zoellerpumps.com/en-us/products/grinder-pumps/residential-packages/915 | EA | 2031 |  | 53514316020 | 60 | LB | 36 | 22 | 22 | 36 Months | PUMP ONLY
915-0009 | Sys,Sew-BN801/P-24X24/Rotomolded-3V1.25D/MFS/Alarm/Suspended | Sys,Sew-BN801/P-24X24/Rotomolded-3V1.25D/MFS/Alarm/Suspended | https://www.zoellerpumps.com/en-us/products/grinder-pumps/residential-packages/915 | EA | 2163 |  | 53514316037 | 65 | LB | 30 | 40 | 48 | 36 Months | PUMP ONLY
915-0010 | Sys,Sew-BN801/F-18X30-3V1.25D/10'/MFS/Alarm/Suspended | Sys,Sew-BN801/F-18X30-3V1.25D/10'/MFS/Alarm/Suspended | https://www.zoellerpumps.com/en-us/products/grinder-pumps/residential-packages/915 | EA | 2191 |  | 53514316044 | 71 | LB | 36 | 22 | 22 | 36 Months | PUMP ONLY
915-0012 | Sys,Sew-BN801/P-24X36/AFD/1.25"D/Outdoor/Alarm/Suspended/With 12" Extension | Sys,Sew-BN801/P-24X36/AFD/1.25"D/Outdoor/Alarm/Suspended/With 12" Extension | https://www.zoellerpumps.com/en-us/products/grinder-pumps/residential-packages/915 | EA | 3210 |  | 53514340261 | 85 | LB | 54 | 26 | 26 | 36 Months | PUMP ONLY
915-0013 | Sys,Sew-BN801/PSF/Dup/30X36-2V1.25D/MFS/Alarm/Suspended | Sys,Sew-BN801/PSF/Dup/30X36-2V1.25D/MFS/Alarm/Suspended | https://www.zoellerpumps.com/en-us/products/grinder-pumps/residential-packages/915 | EA | 6249 |  | 53514344894 | 157 | LB | 43 | 36 | 36 | 36 Months | PUMP ONLY
915-0020 | Sys,Sew-M807/P24X24/2V1.25D/Check Valve/Alarm | Sys,Sew-M807/P24X24/2V1.25D/Check Valve/Alarm | https://www.zoellerpumps.com/en-us/products/grinder-pumps/residential-packages/915 | EA | 2322 |  | 53514366858 | 100 | LB | 30 | 24 | 40 | 36 Months | PUMP ONLY
915-0022 | Sys,Sew-M807/P18X30-2V1.25D/Check Valve/Alarm | Sys,Sew-M807/P18X30-2V1.25D/Check Valve/Alarm | https://www.zoellerpumps.com/en-us/products/grinder-pumps/residential-packages/915 | EA | 2197 |  | 53514366872 | 90 | LB | 36 | 22 | 22 | 36 Months | PUMP ONLY
915-0023 | Sys,Sew-M803/P24X24/2V1.25D/Check Valve/Alarm | Sys,Sew-M803/P24X24/2V1.25D/Check Valve/Alarm | https://www.zoellerpumps.com/en-us/products/grinder-pumps/residential-packages/915 | EA | 2053 |  | 53514367176 | 100 | LB | 30 | 24 | 40 | 36 Months | PUMP ONLY
915-0025 | Sys,Sew-M803/P18X30-2V1.25D/Check Valve/Alarm | Sys,Sew-M803/P18X30-2V1.25D/Check Valve/Alarm | https://www.zoellerpumps.com/en-us/products/grinder-pumps/residential-packages/915 | EA | 1935 |  | 53514367206 | 90 | LB | 36 | 22 | 22 | 36 Months | PUMP ONLY
915-0031 | Sys,Sew-M803/PSF18X30/Underground/Check Valve/Alarm |  |  | EA | 1935 |  | 53514395018 | 56 | LB | 36 | 22 | 22 | 36 Months | NO
915-0033 | Sys,Sew-M805/P18X30-2V1.25D/Check Valve/Alarm | Sys,Sew-M805/P18X30-2V1.25D/Check Valve/Alarm | https://www.zoellerpumps.com/en-us/products/grinder-pumps/residential-packages/915 | EA | 2054 |  | 53514398224 | 90 | LB | 36 | 22 | 22 | 36 Months | PUMP ONLY
915-0034 | Sys,Sew-M805/P24X24/2V1.25D/Check Valve/Alarm | Sys,Sew-M805/P24X24/2V1.25D/Check Valve/Alarm | https://www.zoellerpumps.com/en-us/products/grinder-pumps/residential-packages/915 | EA | 2175 |  | 53514398248 | 100 | LB | 30 | 24 | 40 | 36 Months | PUMP ONLY
915-0038 | Sys,Sew-M803/P24X24/2V1.25D/Check Valve/A-Pak Alarm | Sys,Sew-M803/P24X24/2V1.25D/Check Valve/A-Pak Alarm | https://www.zoellerpumps.com/en-us/products/grinder-pumps/residential-packages/915 | EA | 2240 |  | 53514425999 | 100 | LB | 30 | 24 | 40 | 36 Months | PUMP ONLY
915-0039 | Sys,Sew-M803/P18X30-2V1.25D/Check Valve/A-Pak Alarm | Sys,Sew-M803/P18X30-2V1.25D/Check Valve/A-Pak Alarm | https://www.zoellerpumps.com/en-us/products/grinder-pumps/residential-packages/915 | EA | 2120 |  | 53514426019 | 90 | LB | 36 | 22 | 22 | 36 Months | PUMP ONLY
915-0040 | Sys,Sew-M805/P24X24/2V1.25D/Check Valve/A-Pak Alarm | Sys,Sew-M805/P24X24/2V1.25D/Check Valve/A-Pak Alarm | https://www.zoellerpumps.com/en-us/products/grinder-pumps/residential-packages/915 | EA | 2363 |  | 53514426026 | 100 | LB | 30 | 24 | 40 | 36 Months | PUMP ONLY
915-0041 | Sys,Sew-M805/P18X30-2V1.25D/Check Valve/A-Pak Alarm | Sys,Sew-M805/P18X30-2V1.25D/Check Valve/A-Pak Alarm | https://www.zoellerpumps.com/en-us/products/grinder-pumps/residential-packages/915 | EA | 2237 |  | 53514426033 | 90 | LB | 36 | 22 | 22 | 36 Months | PUMP ONLY
915-0042 | Sys,Sew-M807/P24X24/2V1.25D/Check Valve/A-Pak Alarm | Sys,Sew-M807/P24X24/2V1.25D/Check Valve/A-Pak Alarm | https://www.zoellerpumps.com/en-us/products/grinder-pumps/residential-packages/915 | EA | 2510 |  | 53514426040 | 100 | LB | 30 | 24 | 40 | 36 Months | PUMP ONLY
915-0043 | Sys,Sew-M807/P18X30-2V1.25D/Check Valve/A-Pak Alarm | Sys,Sew-M807/P18X30-2V1.25D/Check Valve/A-Pak Alarm | https://www.zoellerpumps.com/en-us/products/grinder-pumps/residential-packages/915 | EA | 2381 |  | 53514426057 | 90 | LB | 36 | 22 | 22 | 36 Months | PUMP ONLY
915-0047 | Sys,Sew-M803/P24X24/2V2D/ZCO/Insp | Sys,Sew-M803/P24X24/2V2D/ZCO/Insp | https://www.zoellerpumps.com/en-us/products/grinder-pumps/residential-packages/916 | EA | 1798 |  | 53514481131 | 91 | LB | 30 | 24 | 40 | 36 Months | PUMP ONLY
915-0048 | Sys,Sew-M803/P24X24/2V2D/W-Alarm/ZCO/Insp | Sys,Sew-M803/P24X24/2V2D/W-Alarm/ZCO/Insp | https://www.zoellerpumps.com/en-us/products/grinder-pumps/residential-packages/917 | EA | 2005 |  | 53514481148 | 95.1 | LB | 30 | 24 | 40 | 36 Months | PUMP ONLY
915-0049 | Sys,Sew-BN803/P24X24/2V2D/ZCO/MFS/Insp | Sys,Sew-BN803/P24X24/2V2D/ZCO/MFS/Insp | https://www.zoellerpumps.com/en-us/products/grinder-pumps/residential-packages/918 | EA | 1833 |  | 53514481155 | 93.6 | LB | 30 | 24 | 40 | 36 Months | PUMP ONLY
915-0081 | Sys,Sew-BN803/P24X24/2V2D/MFS/W-Alarm/ZCO/Insp | Sys,Sew-BN803/P24X24/2V2D/MFS/W-Alarm/ZCO/Insp | https://www.zoellerpumps.com/en-us/products/grinder-pumps/residential-packages/919 | EA | 2039 |  | 53514481162 | 97.1 | LB | 30 | 24 | 40 | 36 Months | PUMP ONLY
915-0086 | Sys,Sew-M807/P24X24/2V2D/ZCO/Insp | Sys,Sew-M807/P24X24/2V2D/ZCO/Insp | https://www.zoellerpumps.com/en-us/products/grinder-pumps/residential-packages/920 | EA | 2049 |  | 53514481179 | 91 | LB | 30 | 24 | 40 | 36 Months | PUMP ONLY
915-0087 | Sys,Sew-M807/P24X24/2V2D/W-Alarm/ZCO/Insp | Sys,Sew-M807/P24X24/2V2D/W-Alarm/ZCO/Insp | https://www.zoellerpumps.com/en-us/products/grinder-pumps/residential-packages/921 | EA | 2257 |  | 53514481186 | 95.1 | LB | 30 | 24 | 40 | 36 Months | PUMP ONLY
915-0088 | Sys,Sew-BN807/P24X24/2V2D/ZCO/MFS/Insp | Sys,Sew-BN807/P24X24/2V2D/ZCO/MFS/Insp | https://www.zoellerpumps.com/en-us/products/grinder-pumps/residential-packages/922 | EA | 2082 |  | 53514481193 | 93.6 | LB | 30 | 24 | 40 | 36 Months | PUMP ONLY
915-0089 | Sys,Sew-BN807/P24X24/2V2D/MFS/W-Alarm/ZCO/Insp | Sys,Sew-BN807/P24X24/2V2D/MFS/W-Alarm/ZCO/Insp | https://www.zoellerpumps.com/en-us/products/grinder-pumps/residential-packages/923 | EA | 2288 |  | 53514480462 | 97.1 | LB | 30 | 24 | 40 | 36 Months | PUMP ONLY
922-0009 | Sys,Grinder-WD820/F24X36/Indoor/Prepack/Sim | Sys,Grinder-WD820/F24X36/Indoor/Prepack/Sim | https://www.zoellerpumps.com/en-us/products/grinder-pumps/commercial-packages/820-840-turnkey | EA | 5369 |  | 53514099985 | 184 | LB | 42 | 40 | 48 | 12 Months | PUMP ONLY
922-0065 | Sys,Grinder-E840/F36X60/FG Cvr/Prepack/Dup/Control Panel/Float Tree | Sys,Grinder-E840/F36X60/FG Cvr/Prepack/Dup/Control Panel/Float Tree | https://www.zoellerpumps.com/en-us/products/grinder-pumps/commercial-packages/820-840-turnkey | EA | 15037 |  | 53514464370 | 578 | LB | 66 | 40 | 48 | 36 Months | NO
922-0066 | Sys,Grinder-E820/F24X60/FG Cvr/Prepack/Sim/Control Panel/Float Tree | Sys,Grinder-E820/F24X60/FG Cvr/Prepack/Sim/Control Panel/Float Tree | https://www.zoellerpumps.com/en-us/products/grinder-pumps/commercial-packages/820-840-turnkey | EA | 7730 |  | 53514464387 | 321 | LB | 67 | 40 | 48 | 36 Months | PUMP ONLY
922-0067 | Sys,Grinder-E820/F24X72/FG Cvr/Prepack/Sim/Control Panel/Float Tree | Sys,Grinder-E820/F24X72/FG Cvr/Prepack/Sim/Control Panel/Float Tree | https://www.zoellerpumps.com/en-us/products/grinder-pumps/commercial-packages/820-840-turnkey | EA | 7840 |  | 53514464394 | 330 | LB | 78 | 40 | 48 | 36 Months | PUMP ONLY
922-0068 | Sys,Grinder-E840/F24X60/FG Cvr/Prepack/Sim/Control Panel/Float Tree | Sys,Grinder-E840/F24X60/FG Cvr/Prepack/Sim/Control Panel/Float Tree | https://www.zoellerpumps.com/en-us/products/grinder-pumps/commercial-packages/820-840-turnkey | EA | 10432 |  | 53514464400 | 321 | LB | 67 | 40 | 48 | 12 Months | NO
922-0069 | Sys,Grinder-E840/F24X72/FG Cvr/Prepack/Sim/Control Panel/Float Tree | Sys,Grinder-E840/F24X72/FG Cvr/Prepack/Sim/Control Panel/Float Tree | https://www.zoellerpumps.com/en-us/products/grinder-pumps/commercial-packages/820-840-turnkey | EA | 10542 |  | 53514464417 | 330 | LB | 78 | 40 | 48 | 12 Months | NO
922-0070 | Sys,Grinder-E820/F24X48/FG Cvr/Prepack/Sim/Control Panel/Float Tree | Sys,Grinder-E820/F24X48/FG Cvr/Prepack/Sim/Control Panel/Float Tree | https://www.zoellerpumps.com/en-us/products/grinder-pumps/commercial-packages/820-840-turnkey | EA | 7620 |  | 53514464424 | 311 | LB | 54 | 40 | 48 | 36 Months | PUMP ONLY
922-0071 | Sys,Grinder-E820/P30X72/FG Cvr/Prepack/Sim/Control Panel/Float Tree | Sys,Grinder-E820/P30X72/FG Cvr/Prepack/Sim/Control Panel/Float Tree | https://www.zoellerpumps.com/en-us/products/grinder-pumps/commercial-packages/820-840-turnkey | EA | 8105 |  | 53514464431 | 350 | LB | 78 | 40 | 48 | 36 Months | PUMP ONLY
922-0072 | Sys,Grinder-E820/P30X84/FG Cvr/Prepack/Sim/Control Panel/Float Tree | Sys,Grinder-E820/P30X84/FG Cvr/Prepack/Sim/Control Panel/Float Tree | https://www.zoellerpumps.com/en-us/products/grinder-pumps/commercial-packages/820-840-turnkey | EA | 8976 |  | 53514464448 | 375 | LB | 90 | 40 | 48 | 36 Months | PUMP ONLY
922-0073 | Sys,Grinder-E840/P30X72/FG Cvr/Prepack/Sim/Control Panel/Float Tree | Sys,Grinder-E840/P30X72/FG Cvr/Prepack/Sim/Control Panel/Float Tree | https://www.zoellerpumps.com/en-us/products/grinder-pumps/commercial-packages/820-840-turnkey | EA | 10807 |  | 53514464455 | 350 | LB | 78 | 40 | 48 | 12 Months | NO
922-0074 | Sys,Grinder-E840/P30X84/FG Cvr/Prepack/Sim/Control Panel/Float Tree | Sys,Grinder-E840/P30X84/FG Cvr/Prepack/Sim/Control Panel/Float Tree | https://www.zoellerpumps.com/en-us/products/grinder-pumps/commercial-packages/820-840-turnkey | EA | 11678 |  | 53514464462 | 375 | LB | 90 | 40 | 48 | 12 Months | NO
922-0075 | Sys,Grinder-E810/F24X48/FG Cvr/Prepack/Sim/Control Panel/Float Tree | Sys,Grinder-E810/F24X48/FG Cvr/Prepack/Sim/Control Panel/Float Tree | https://www.zoellerpumps.com/en-us/products/grinder-pumps/commercial-packages/820-840-turnkey | EA | 7198 |  | 53514464479 | 311 | LB | 54 | 40 | 48 | 24 Months | NO
922-0076 | Sys,Grinder-E810/F24X60/FG Cvr/Prepack/Sim/Control Panel/Float Tree | Sys,Grinder-E810/F24X60/FG Cvr/Prepack/Sim/Control Panel/Float Tree | https://www.zoellerpumps.com/en-us/products/grinder-pumps/commercial-packages/820-840-turnkey | EA | 6308 |  | 53514464486 | 321 | LB | 67 | 40 | 48 | 24 Months | NO
922-0077 | Sys,Grinder-E810/F24X72/FG Cvr/Prepack/Sim/Control Panel/Float Tree | Sys,Grinder-E810/F24X72/FG Cvr/Prepack/Sim/Control Panel/Float Tree | https://www.zoellerpumps.com/en-us/products/grinder-pumps/commercial-packages/820-840-turnkey | EA | 7418 |  | 53514464493 | 330 | LB | 78 | 40 | 48 | 24 Months | NO
922-0078 | Sys,Grinder-E815/F24X48/FG Cvr/Prepack/Sim/Control Panel/Float Tree | Sys,Grinder-E815/F24X48/FG Cvr/Prepack/Sim/Control Panel/Float Tree | https://www.zoellerpumps.com/en-us/products/grinder-pumps/commercial-packages/820-840-turnkey | EA | 7642 |  | 53514464509 | 311 | LB | 54 | 40 | 48 | 24 Months | NO
922-0079 | Sys,Grinder-E815/F24X60/FG Cvr/Prepack/Sim/Control Panel/Float Tree | Sys,Grinder-E815/F24X60/FG Cvr/Prepack/Sim/Control Panel/Float Tree | https://www.zoellerpumps.com/en-us/products/grinder-pumps/commercial-packages/820-840-turnkey | EA | 6752 |  | 53514464516 | 321 | LB | 67 | 40 | 48 | 24 Months | NO
922-0080 | Sys,Grinder-E815/F24X72/FG Cvr/Prepack/Sim/Control Panel/Float Tree | Sys,Grinder-E815/F24X72/FG Cvr/Prepack/Sim/Control Panel/Float Tree | https://www.zoellerpumps.com/en-us/products/grinder-pumps/commercial-packages/820-840-turnkey | EA | 7862 |  | 53514464523 | 330 | LB | 78 | 40 | 48 | 24 Months | NO
922-0081 | Sys,Grinder-E820/50'Cd/F24X84/FG Cvr/Prepack/Sim/Control Panel/Float Tree | Sys,Grinder-E820/50'Cd/F24X84/FG Cvr/Prepack/Sim/Control Panel/Float Tree | https://www.zoellerpumps.com/en-us/products/grinder-pumps/commercial-packages/820-840-turnkey | EA | 8250 |  | 53514464530 | 311 | LB | 90 | 40 | 48 | 36 Months | PUMP ONLY
922-0082 | Sys,Grinder-E820/50'Cd/F24X96/FG Cvr/Prepack/Sim/Control Panel/Float Tree | Sys,Grinder-E820/50'Cd/F24X96/FG Cvr/Prepack/Sim/Control Panel/Float Tree | https://www.zoellerpumps.com/en-us/products/grinder-pumps/commercial-packages/820-840-turnkey | EA | 9356 |  | 53514464547 | 395 | LB | 102 | 40 | 48 | 36 Months | PUMP ONLY
922-0083 | Sys,Grinder-E810/P30X72/FG Cvr/Prepack/Sim/Control Panel/Float Tree | Sys,Grinder-E810/P30X72/FG Cvr/Prepack/Sim/Control Panel/Float Tree | https://www.zoellerpumps.com/en-us/products/grinder-pumps/commercial-packages/820-840-turnkey | EA | 8008 |  | 53514464554 | 350 | LB | 78 | 40 | 48 | 24 Months | NO
922-0084 | Sys,Grinder-E815/P30X72/FG Cvr/Prepack/Sim/Control Panel/Float Tree | Sys,Grinder-E815/P30X72/FG Cvr/Prepack/Sim/Control Panel/Float Tree | https://www.zoellerpumps.com/en-us/products/grinder-pumps/commercial-packages/820-840-turnkey | EA | 8452 |  | 53514464561 | 350 | LB | 78 | 40 | 48 | 24 Months | NO
922-0085 | Sys,Grinder-E810/P30X72/FG Cvr/Prepack/Sim/Control Panel/Float Tree | Sys,Grinder-E810/P30X72/FG Cvr/Prepack/Sim/Control Panel/Float Tree | https://www.zoellerpumps.com/en-us/products/grinder-pumps/commercial-packages/820-840-turnkey | EA | 7978 |  | 53514464585 | 350 | LB | 78 | 40 | 48 | 24 Months | NO
922-0086 | Sys,Grinder-BE820/F24X48/FG Cvr/Prepack/Sim/Control Panel/Float Tree | Sys,Grinder-BE820/F24X48/FG Cvr/Prepack/Sim/Control Panel/Float Tree | https://www.zoellerpumps.com/en-us/products/grinder-pumps/commercial-packages/820-840-turnkey | EA | 6564 |  | 53514467586 | 284 | LB | 67 | 40 | 48 | 36 Months | PUMP ONLY
922-0087 | Sys,Grinder-BE820/F24X60/FG Cvr/Prepack/Sim/Control Panel/Float Tree | Sys,Grinder-BE820/F24X60/FG Cvr/Prepack/Sim/Control Panel/Float Tree | https://www.zoellerpumps.com/en-us/products/grinder-pumps/commercial-packages/820-840-turnkey | EA | 6674 |  | 53514467593 | 291 | LB | 67 | 40 | 48 | 36 Months | PUMP ONLY
922-0088 | Sys,Grinder-BE820/F24X72/FG Cvr/Prepack/Sim/Control Panel/Float Tree | Sys,Grinder-BE820/F24X72/FG Cvr/Prepack/Sim/Control Panel/Float Tree | https://www.zoellerpumps.com/en-us/products/grinder-pumps/commercial-packages/820-840-turnkey | EA | 6784 |  | 53514467609 | 296 | LB | 82 | 40 | 48 | 36 Months | PUMP ONLY
932-0020 | Suspended Hdwe&RWD810/Sim Repl For Pos Displ Grinder/Rect Eq | Suspended Hdwe&RWD810/Sim Repl For Pos Displ Grinder/Rect Eq | https://www.zoellerpumps.com/en-us/products/grinder-pumps/progressing-cavity/932-replacement | EA | 5706 |  | 53514362775 | 175 | LB | 48 | 40 | 48 | 24 Months | NO
932-0021 | Suspended Hdwe&RWD810/Sim Repl For Pos Displ Grinder/Round Eqd | Suspended Hdwe&RWD810/Sim Repl For Pos Displ Grinder/Round Eqd | https://www.zoellerpumps.com/en-us/products/grinder-pumps/progressing-cavity/932-replacement | EA | 5760 |  | 53514362409 | 128 | LB | 30 | 40 | 48 | 24 Months | NO
932-0022 | Suspended Hdwe&RWD815/Sim Repl For Pos Displ Grinder/Rect Eq | Suspended Hdwe&RWD815/Sim Repl For Pos Displ Grinder/Rect Eq | https://www.zoellerpumps.com/en-us/products/grinder-pumps/progressing-cavity/932-replacement | EA | 5994 |  | 53514368975 | 175 | LB | 48 | 48 | 40 | 24 Months | NO
932-0023 | Suspended Hdwe&RWD815/Sim Repl For Pos Displ Grinder/Round Eqd | Suspended Hdwe&RWD815/Sim Repl For Pos Displ Grinder/Round Eqd | https://www.zoellerpumps.com/en-us/products/grinder-pumps/progressing-cavity/932-replacement | EA | 6050 |  | 53514368982 | 128 | LB | 48 | 30 | 40 | 24 Months | NO
940-0005 | Oil Guard System W-.3Hp/N57 | Oil Guard System W-.3Hp/N57 | https://www.zoellerpumps.com/en-us/products/elevator-systems/oil-guard | EA | 3005 |  | 53514154752 | 37 | LB | 12.25 | 7.5 | 11 | 12 Months | PUMP ONLY
940-0006 | Oil Guard System W-.4Hp/N152 | Oil Guard System W-.4Hp/N152 | https://www.zoellerpumps.com/en-us/products/elevator-systems/oil-guard | EA | 3125 |  | 53514154769 | 48 | LB | 12.25 | 7.5 | 11 | 12 Months | PUMP ONLY
940-0007 | Oil Guard System W-.5Hp/N153 | Oil Guard System W-.5Hp/N153 | https://www.zoellerpumps.com/en-us/products/elevator-systems/oil-guard | EA | 3282 |  | 53514154776 | 49 | LB | 12.25 | 7.5 | 11 | 12 Months | PUMP ONLY
940-0008 | Oil Guard System W-.5Hp/N161 | Oil Guard System W-.5Hp/N161 | https://www.zoellerpumps.com/en-us/products/elevator-systems/oil-guard | EA | 5831 |  | 53514205683 | 91 | LB | 12.25 | 7.5 | 11 | 12 Months | PUMP ONLY
940-0011 | Oil Guard System W-.3Hp/Oil Resistant 6'Cd/N57 | Oil Guard System W-.3Hp/Oil Resistant 6'Cd/N57 | https://www.zoellerpumps.com/en-us/products/elevator-systems/oil-guard | EA | 3004 |  | 53514329976 | 37 | LB | 12.25 | 7.5 | 11 | 12 Months | PUMP ONLY
940-0012 | Oil Guard System W-.4Hp/elevator sump/6'Cd/N152 | Oil Guard System W-.4Hp/elevator sump/6'Cd/N152 | https://www.zoellerpumps.com/en-us/products/elevator-systems/oil-guard | EA | 3125 |  | 53514329990 | 48 | LB | 12.25 | 7.5 | 11 | 12 Months | PUMP ONLY
940-0013 | Oil Guard System W-.5Hp/elevator sump/6'Cd/N153 | Oil Guard System W-.5Hp/elevator sump/6'Cd/N153 | https://www.zoellerpumps.com/en-us/products/elevator-systems/oil-guard | EA | 3283 |  | 53514330019 | 49 | LB | 12.25 | 7.5 | 11 | 12 Months | PUMP ONLY
940-0014 | Oil Guard System W-.5Hp/Elevator Sump/6'Cd/N161 | Oil Guard System W-.5Hp/Elevator Sump/6'Cd/N161 | https://www.zoellerpumps.com/en-us/products/elevator-systems/oil-guard | EA | 3939 |  | 53514330033 | 91 | LB | 12.25 | 7.5 | 11 | 12 Months | PUMP ONLY
941-0006 | Oil Smart Control/Sim/50Hz/.4Hp/V152 | Oil Smart Control/Sim/50Hz/.4Hp/V152 | https://www.zoellerpumps.com/en-us/products/elevator-systems/oil-guard | EA | 4488 |  | 53514208325 | 51 | LB | 12.25 | 7.5 | 11 | 12 Months | PUMP ONLY
941-0007 | Oil Smart Control/Sim/50Hz/.5Hp/V153 | Oil Smart Control/Sim/50Hz/.5Hp/V153 | https://www.zoellerpumps.com/en-us/products/elevator-systems/oil-guard | EA | 4626 |  | 53514208332 | 50 | LB | 12.25 | 7.5 | 11 | 12 Months | PUMP ONLY
941-0008 | Oil Smart Control/Sim/50Hz/.5Hp/V161 | Oil Smart Control/Sim/50Hz/.5Hp/V161 | https://www.zoellerpumps.com/en-us/products/elevator-systems/oil-guard | EA | 5164 |  | 53514208349 | 92 | LB | 12.25 | 7.5 | 11 | 12 Months | PUMP ONLY
95-0001 | M95 115V/1Ph/.5Hp/cCSAus | M95 115V/1Ph/.5Hp/cCSAus | https://www.zoellerpumps.com/en-us/products/sump-effluent-pumps/residential/model-95 | EA | 621 | 465.75 | 53514399573 | 38 | LB | 12.25 | 7.75 | 11 | 60 Months | NO
98-0001 | M98 115V/1Ph/cCSAus | M98 115V/1Ph/cCSAus/UL | https://www.zoellerpumps.com/en-us/products/sump-effluent-pumps/residential/model-98 | EA | 455 | 341.25 | 53514029463 | 31 | LB | 12.25 | 7.75 | 11 | 36 Months | YES
98-0002 | N98 115V/1Ph/cCSAus | N98 115V/1Ph/cCSAus/UL | https://www.zoellerpumps.com/en-us/products/sump-effluent-pumps/residential/model-98 | EA | 435 | 326.25 | 53514029470 | 31 | LB | 12.25 | 7.75 | 11 | 36 Months | YES
98-0003 | D98 230V/1Ph/cCSAus | D98 230V/1Ph/cCSAus/UL | https://www.zoellerpumps.com/en-us/products/sump-effluent-pumps/residential/model-98 | EA | 509 | 381.75 | 53514029487 | 31 | LB | 12.25 | 7.75 | 11 | 36 Months | YES
98-0004 | E98 230V/1Ph/cCSAus | E98 230V/1Ph/cCSAus/UL | https://www.zoellerpumps.com/en-us/products/sump-effluent-pumps/residential/model-98 | EA | 482 | 361.5 | 53514029494 | 31 | LB | 12.25 | 7.75 | 11 | 36 Months | YES
98-0005 | BN98 115V/1Ph/Pb15'/cCSAus | BN98 115V/1Ph/Pb15'/UL/cCSAus Pump | https://www.zoellerpumps.com/en-us/products/sump-effluent-pumps/residential/model-98 | EA | 486 | 364.5 | 53514029500 | 31 | LB | 12.25 | 7.75 | 11 | 36 Months | YES
98-0010 | M98 25'Cd/115V/1Ph/cCSAus | M98 25'Cd/115V/1Ph/cCSAus/UL | https://www.zoellerpumps.com/en-us/products/sump-effluent-pumps/residential/model-98 | EA | 505 | 378.75 | 53514036485 | 31 | LB | 12.25 | 7.75 | 11 | 36 Months | YES
98-0013 | N98 35'Cd/115V/1Ph/cCSAus | N98 35'Cd/115V/1Ph/cCSAus/UL | https://www.zoellerpumps.com/en-us/products/sump-effluent-pumps/residential/model-98 | EA | 510 | 382.5 | 53514036515 | 31 | LB | 12.25 | 7.75 | 11 | 36 Months | YES
98-0014 | M98 35'Cd/115V/1Ph/cCSAus | M98 35'Cd/115V/1Ph/cCSAus/UL | https://www.zoellerpumps.com/en-us/products/sump-effluent-pumps/residential/model-98 | EA | 530 | 397.5 | 53514036850 | 31 | LB | 12.25 | 7.75 | 11 | 36 Months | YES
98-0016 | N98 25'Cd/115V/1Ph/cCSAus | N98 25'Cd/115V/1Ph/cCSAus/UL | https://www.zoellerpumps.com/en-us/products/sump-effluent-pumps/residential/model-98 | EA | 485 | 363.75 | 53514037390 | 31 | LB | 12.25 | 7.75 | 11 | 36 Months | YES
98-0020 | BE98 230V/1Ph/Pb15'/cCSAus | BE98 230V/1Ph/Pb15'/cCSAus/UL | https://www.zoellerpumps.com/en-us/products/sump-effluent-pumps/residential/model-98 | EA | 534 | 400.5 | 53514041434 | 31 | LB | 12.25 | 7.75 | 11 | 36 Months | YES
98-0021 | D98 25'Cd/230V/1Ph/cCSAus | D98 25'Cd/230V/1Ph/cCSAus/UL | https://www.zoellerpumps.com/en-us/products/sump-effluent-pumps/residential/model-98 | EA | 559 | 419.25 | 53514058289 | 31 | LB | 12.25 | 7.75 | 11 | 36 Months | YES
98-0027 | M98 115V/1Ph/Ci Imp/cCSAus | M98 115V/1Ph/Ci Imp/cCSAus/UL | https://www.zoellerpumps.com/en-us/products/sump-effluent-pumps/residential/model-98 | EA | 495 | 371.25 | 53514070045 | 31 | LB | 12.25 | 7.75 | 11 | 36 Months | YES
98-0028 | N98 115V/1Ph/Ci Imp/cCSAus | N98 115V/1Ph/Ci Imp/cCSAus/UL | https://www.zoellerpumps.com/en-us/products/sump-effluent-pumps/residential/model-98 | EA | 475 | 356.25 | 53514070052 | 31 | LB | 12.25 | 7.75 | 11 | 36 Months | YES
98-0032 | BN98 115V/1Ph/Ci Imp/Pb15'/cCSAus | BN98 115V/1Ph/Ci Imp/Pb15'/UL/cCSAus | https://www.zoellerpumps.com/en-us/products/sump-effluent-pumps/residential/model-98 | EA | 526 | 394.5 | 53514087425 | 31 | LB | 12.25 | 7.75 | 11 | 36 Months | YES
98-0033 | E98 50'Cd/230V/1Ph/cCSAus | E98 50'Cd/230V/1Ph/cCSAus/UL | https://www.zoellerpumps.com/en-us/products/sump-effluent-pumps/residential/model-98 | EA | 632 | 474 | 53514090548 | 31 | LB | 12.25 | 7.75 | 11 | 36 Months | YES
98-0040 | M98 35'Cd/115V/1Ph/Ci Imp/cCSAus | M98 35'Cd/115V/1Ph/Ci Imp/cCSAus/UL | https://www.zoellerpumps.com/en-us/products/sump-effluent-pumps/residential/model-98 | EA | 570 | 427.5 | 53514099152 | 31 | LB | 12.25 | 7.75 | 11 | 36 Months | YES
98-0041 | E98 230V/1Ph/CI Imp/cCSAus | E98 230V/1Ph/CI Imp/cCSAus/UL | https://www.zoellerpumps.com/en-us/products/sump-effluent-pumps/residential/model-98 | EA | 522 | 391.5 | 53514101350 | 31 | LB | 12.25 | 7.75 | 11 | 36 Months | YES
98-0042 | BN98 35'Cd/115V/1P/Pb35'/cCSAus | BN98 35'Cd/115V/1P/Pb35'/cCSAus/UL | https://www.zoellerpumps.com/en-us/products/sump-effluent-pumps/residential/model-98 | EA | 561 | 420.75 | 53514103064 | 31 | LB | 12.25 | 7.75 | 11 | 36 Months | YES
98-0043 | N98 35'Cd/115V/1Ph/Ci Imp/cCSAus | N98 35'Cd/115V/1Ph/Ci Imp/cCSAus/UL | https://www.zoellerpumps.com/en-us/products/sump-effluent-pumps/residential/model-98 | EA | 550 | 412.5 | 53514104399 | 31 | LB | 12.25 | 7.75 | 11 | 36 Months | YES
98-0045 | D98 230V/1Ph/Ci Imp/cCSAus | D98 230V/1Ph/Ci Imp/cCSAus/UL | https://www.zoellerpumps.com/en-us/products/sump-effluent-pumps/residential/model-98 | EA | 549 | 411.75 | 53514114732 | 31 | LB | 12.25 | 7.75 | 11 | 36 Months | YES
98-0046 | D98 50'Cd/230V/1Ph/cCSAus | D98 50'Cd/230V/1Ph/cCSAus/UL | https://www.zoellerpumps.com/en-us/products/sump-effluent-pumps/residential/model-98 | EA | 659 | 494.25 | 53514117238 | 31 | LB | 12.25 | 7.75 | 11 | 36 Months | YES
98-0047 | E98 25'Cd/230V/1Ph/cCSAus | E98 25'Cd/230V/1Ph/cCSAus/UL | https://www.zoellerpumps.com/en-us/products/sump-effluent-pumps/residential/model-98 | EA | 532 | 399 | 53514123024 | 31 | LB | 12.25 | 7.75 | 11 | 36 Months | YES
98-0049 | E98 35'Cd/230V/1Ph/cCSAus | E98 35'Cd/230V/1Ph/cCSAus/UL | https://www.zoellerpumps.com/en-us/products/sump-effluent-pumps/residential/model-98 | EA | 557 | 417.75 | 53514132248 | 31 | LB | 12.25 | 7.75 | 11 | 36 Months | YES
98-0050 | BN98 25'Cd/115V/1P/Pb25'/cCSAus | BN98 25'Cd/115V/1P/Pb25'/UL/cCSAus | https://www.zoellerpumps.com/en-us/products/sump-effluent-pumps/residential/model-98 | EA | 536 | 402 | 53514165079 | 31 | LB | 12.25 | 7.75 | 11 | 36 Months | YES
98-0056 | N98 25'Cd/115V/1Ph/Ci Imp/cCSAus | N98 25'Cd/115V/1Ph/Ci Imp/cCSAus/UL | https://www.zoellerpumps.com/en-us/products/sump-effluent-pumps/residential/model-98 | EA | 525 | 393.75 | 53514312220 | 31 | LB | 12.25 | 7.75 | 11 | 36 Months | YES
98-0063 | D98 35'Cd/230V/1Ph/cCSAus | D98 35'Cd/230V/1Ph/cCSAus/UL | https://www.zoellerpumps.com/en-us/products/sump-effluent-pumps/residential/model-98 | EA | 584 | 438 | 53514316877 | 31 | LB | 12.25 | 7.75 | 11 | 36 Months | YES
98-0066 | BN98 115V/1Ph/Vertical Master 15'/cCSAus Pump | BN98 115V/1Ph/Vertical Master 15'/UL/cCSAus Pump | https://www.zoellerpumps.com/en-us/products/sump-effluent-pumps/residential/model-98 | EA | 501 | 375.75 | 53514349783 | 31 | LB | 12.25 | 7.75 | 11 | 36 Months | YES
98-0068 | BE98 50'Cd/230V/1Ph/Pb50'/cCSAus | BE98 50'Cd/230V/1Ph/Pb50'/cCSAus/UL | https://www.zoellerpumps.com/en-us/products/sump-effluent-pumps/residential/model-98 | EA | 684 | 513 | 53514407230 | 31 | LB | 12.25 | 7.75 | 11 | 36 Months | YES
98-0069 | LN98 115V/1Ph/Pb Floatles Switch 15'/cCSAus Pump | LN98 115V/1Ph/Pb Floatles Switch 15'/cCSAus Pump | https://www.zoellerpumps.com/en-us/products/sump-effluent-pumps/residential/model-98 | EA | 581 | 435.75 | 53514422707 | 31 | LB | 12.25 | 7.75 | 11 | 36 Months | PUMP ONLY
98-0073 | M98 115V/1Ph/cCSAus/Cast Iron Impeller & Base | M98 115V/1Ph/cCSAus/Cast Iron Impeller & Base | https://www.zoellerpumps.com/en-us/products/sump-effluent-pumps/residential/model-98 | EA | 520 | 390 | 53514474225 | 31 | LB | 12.25 | 7.75 | 11 | 36 Months | YES
98-0074 | N98 115V/1Ph/cCSAus/Cast Iron Impeller & Base | N98 115V/1Ph/cCSAus/Cast Iron Impeller & Base | https://www.zoellerpumps.com/en-us/products/sump-effluent-pumps/residential/model-98 | EA | 500 | 375 | 53514474256 | 31 | LB | 12.25 | 7.75 | 11 | 36 Months | YES
98-0076 | M98 35'Cd/115V/1Ph/cCSAus/Cast Iron Impeller & Base |  |  | EA | 595 | 446.25 | 53514464820 | 31 | LB | 12.25 | 7.75 | 11 | 36 Months | YES
Effective: June15 th, 2022
Supersedes: April 5th, 2022

## Service Parts
SERVICE PARTS - ALL BRANDS
June 15th, 2022 List Prices
SEARCH | Description | UM | List Price | UPC Code | Weight | UM
317017 | Flange-Mach 3"NPT | EA | 60.5 | 53514022112 | 3 | LB
Item Number | Description | UM | List Price | UPC Code | Weight | UM
1003 | Adapter-Mach 163/165/293 | EA | 118 | 53514000011 | 13 | LB
1005 | Housing,Pump-Mach "290 Series" | EA | 197.5 | 53514000028 | 15.5 | LB
1011 | Gasket,Case/Cover | EA | 8 | 53514000035 | 0.01 | LB
1012 | Bearing,Sleeve-Bronze/Md 160/180/280/290 | EA | 2 | 53514000042 | 0.022 | LB
1013 | Bearing,Radial 6303 W-Snap Ring | EA | 15 | 53514000059 | 0.5 | LB
1014 | Seal,Mtr Hsg | EA | 1 | 53514000066 | 0.01 | LB
1015 | Seal,Shaft-Asm | EA | 15.5 | 53514058081 | 0.2 | LB
1016 | Seal,Shaft Carbon/Stationary | EA | 8 | 53514296445 | 0.051 | LB
1017 | Seal,Shaft Ceramic/Rotary | EA | 7 | 53514296469 | 0.011 | LB
1023 | Guard, "160/180/280/290" | EA | 8 | 53514000073 | 0.425 | LB
1036 | Impeller Br "293" | EA | 80.5 | 53514000080 | 1.8 | LB
1043 | Rod Asm,Flt/14"Lg | EA | 30.5 | 53514000103 | 0.08 | LB
1068 | Cord Term&Seal 230V/25'/16-3 SOW-A | EA | 152.5 | 53514000165 | 2.1 | LB
1070 | Wire Pkg (6 Wire) | EA | 16 | 53514000172 | 0.1 | LB
1072 | Guide Asm,Flt Rod | EA | 4 | 53514000189 | 0.1 | LB
1074 | Rotor & Brg Asm | EA | 129 | 53514000196 | 5.2 | LB
1076 | Rebuild Kit "293" | EA | 184.5 | 53514000202 | 6 | LB
1077 | Cover-Mach Std Cd Or 3Ph "293" | EA | 133.5 | 53514000219 | 10.5 | LB
1134 | Float | EA | 1 | 53514000257 | 0.144 | LB
1509 | Base-Mach "137" | EA | 69.5 | 53514064914 | 47 | LB
1519 | Cover-Mach/Brass "139" | EA | 489.5 | 53514000264 | 5.2 | LB
1526 | Rod,Float-Molded/"137/267" | EA | 3 | 53514000271 | 0.0154 | LB
1536 | Relay Asm 200V G1 | EA | 14.5 | 53514000288 | 0.3 | LB
1726 | Cordage,14-3 SOW Or SOOW/CSA/UL | EA | 4 | 53514062156 | 0.171 | LB
1734 | Cordage,14-4 SOW Or SOOW/CSA/UL | EA | 5.5 | 53514165727 | 0.205 | LB
1766 | Clamp,Worm Drive Hose/SAE 36/SS w/Zinc S | EA | 2 | 53514000363 | 0.06 | LB
1770 | Clamp,Strain Relief-Red | EA | 0.5 | 53514000387 | 0.001 | LB
1776 | Connector,Wirenut/Gray 2 #22 - 2 #16 | EA | 0.5 | 53514000400 | 0.01 | LB
1797 | Insulation-Insulator Flag Term | EA | 1 | 53514086022 | 0.001 | LB
1809 | Nut,.375-16 H-SST | EA | 0.5 | 53514034160 | 0.012 | LB
1810 | Nut,#6-32 H-Stl Zi Pl | EA | 0.5 | 53514000417 | 0.01 | LB
1812 | Nut,.25-20 H -SST | EA | 0.5 | 53514000424 | 0.01 | LB
1813 | Nut,.313-18 H -SST | EA | 0.5 | 53514087807 | 0.01 | LB
1819 | Nut,.5-13 H -SS | EA | 1.5 | 53514000455 | 0.012 | LB
1822 | Nut,#10-24 H-St Zi | EA | 0.5 | 53514086961 | 0.01 | LB
1838 | Pin,18-8 SST Cotter-.125"X1.25" | EA | 1 | 53514303556 | 0.01 | LB
1851 | Ring,Snap-#5100-50/Carbon Steel | EA | 1 | 53514000462 | 0.01 | LB
1852 | Ring,Snap-#500-112 34 Pump Hsg | EA | 1 | 53514000479 | 0.01 | LB
1872 | Screw,.313-18X1.5 Hex Head Tap Bolt- | EA | 0.5 | 53514000493 | 0.03 | LB
1875 | Screw,#4 X.25 Rh Dr-SS | EA | 0.5 | 53514000516 | 0.01 | LB
1877 | Screw,#6-32X.25RHM Sl Tc Stlgr | EA | 0.5 | 53514000523 | 0.01 | LB
1880 | Screw,.25-20 X.75 RHM-Sl SS | EA | 0.5 | 53514000530 | 0.01 | LB
1883 | Screw,#10-24 X.375 RHM-Sl SS | EA | 0.5 | 53514000554 | 0.01 | LB
1884 | Screw,#10-24 X .625 RHM-Sl SS | EA | 0.5 | 53514311667 | 0.01 | LB
1885 | Screw,#10-24 X.75 RHM-Slt SS | EA | 0.5 | 53514000561 | 0.01 | LB
1890 | Screw,#8-32 X.375 SS SL/Pan Head Phillip | EA | 1 | 53514000585 | 0.01 | LB
1891 | Screw,#6-32 X.5 RHM-Sl Stl Zi | EA | 0.5 | 53514000592 | 0.01 | LB
1895 | Screw,.313-18 X 1.5 HH Cap-SS | EA | 1 | 53514000615 | 0.04 | LB
1901 | Screw,#8-32 X.375 Phm-Sl Stl | EA | 0.5 | 53514358938 | 0.01 | LB
1903 | Screw,#8X.75 Shmtl-Rhpl-Stl Bo | EA | 0.5 | 53514000639 | 0.01 | LB
1908 | Screw,.313-18 X1.25 HH Cap-SS | EA | 1.5 | 53514084721 | 0.01 | LB
1909 | Screw,.5-13 X 2 HH Cap-SS | EA | 3 | 53514000646 | 0.01 | LB
1910 | Screw,.313-18 X .75 HH Cap-SS | EA | 1 | 53514000653 | 0.01 | LB
1911 | Screw,.25-20 X 1.5 RHM-Sl SS | EA | 1 | 53514034214 | 0.1 | LB
1914 | Screw,Stator 8-32 X 2.53 Lg | EA | 0.5 | 53514000660 | 0.01 | LB
1915 | Screw,#10-24 X 1 RHM-Sl Stl Zi | EA | 0.5 | 53514086978 | 0.001 | LB
1916 | Screw,.25-20X.75 Hhm-SS/Indented/Unslott | EA | 0.5 | 53514000677 | 0.01 | LB
1920 | Screw,.375-16 X 1 Hhcap-Stl Zi | EA | 0.5 | 53514034238 | 0.015 | LB
1928 | Sealer,Loctite-609-5Cc Tube/Green | EA | 10 | 53514000684 | 0.16 | LB
2000 | Screw,Sem/10-24 X .375 HH-Sl Tc.688Wash | EA | 1.5 | 53514000691 | 0.01 | LB
2051 | Terminal,Female Pin 16-18Ga | EA | 0.5 | 53514000714 | 0.01 | LB
2056 | Terminal,Female Pin GE Str Wire | EA | 0.5 | 53514034245 | 0.01 | LB
2115 | Washer,Flat SS - 1/2D Standard | EA | 0.5 | 53514000745 | 0.01 | LB
2117 | Washer,Stl-.375"OD x .15"Id x .032 | EA | 0.5 | 53514000752 | 0.01 | LB
2140 | Washer,Trst-Nyl.875 X .504 X .050" | EA | 0.5 | 53514000769 | 0.01 | LB
2141 | Washer,Spcr-Nyl.75" X .504" X .050 | EA | 0.5 | 53514000776 | 0.01 | LB
2148 | Washer,Pstr-1.375" X .625" X .047" | EA | 0.5 | 53514000783 | 0.01 | LB
2185 | Wire,18Ga-C&S B 6" Lg | EA | 1 | 53514351847 | 0.0118 | LB
2195 | Wire,18Ga-C&S Blue 6" Lg | EA | 1 | 53514351878 | 0.005 | LB
2222 | Wire Asm-F-F(1) Wire Gy 9" Lg | EA | 4.5 | 53514000790 | 0.01 | LB
2223 | Wire Asm-F-F(1) Wire B 6" Lg | EA | 4 | 53514351830 | 0 | LB
2226 | Wire Asm F-F(1) Wire Gy 9" Lg | EA | 4.5 | 53514000806 | 0.01 | LB
2227 | Wire Asm F-I(1) Wire Gy 4" Lg | EA | 4.5 | 53514000813 | 0.01 | LB
2229 | Wire Asm-I-P(2) Wire R | EA | 5.5 | 53514000820 | 0.09 | LB
2231 | Wire Asm-I-P(1) Wire Rs 2.25" Lg | EA | 3 | 53514000837 | 0.03 | LB
2237 | Wire Asm-F-P(1) Wire Blue 6" Lg | EA | 3 | 53514351861 | 0 | LB
2241 | Wire Asm-F-P(1) Wire R 6.5" Lg | EA | 2.5 | 53514351885 | 0 | LB
2255 | Washer,Lock-Stl .25" Split | EA | 0.5 | 53514034252 | 0.01 | LB
2272 | Seal,Cord Hole-Asm | EA | 2.5 | 53514000844 | 0.04 | LB
2318 | Cord Term&Seal 230V/15'/18-3 SJTW/Na/1 | EA | 54.5 | 53514000851 | 1.1 | LB
2319 | Cord Term&Seal 115V/15'/18-3 SJTW-A/Nona | EA | 44.5 | 53514000868 | 0.95 | LB
2320 | Cord Term&Seal 230V/ 9'/18-3 SJTW-A/Auto | EA | 35 | 53514000875 | 0.65 | LB
2321 | Cord Term&Seal 115V/ 9'/18-3 SJTW-A/Auto | EA | 30 | 53514000882 | 0.65 | LB
2322 | Cord Term&Seal 115V/15'/18-3 SJTW-A/Auto | EA | 44 | 53514000899 | 0.95 | LB
2325 | Cord Term&Seal 115V/35'/16-3 SJOW-A/Auto | EA | 163.5 | 53514000905 | 2.7 | LB
2326 | Seal,Cord-Asm | EA | 2 | 53514000912 | 0.05 | LB
2340 | Housing,H-L Ctrl-Mach | EA | 59 | 53514000981 | 2 | LB
2342 | Cover & Plug | EA | 42 | 53514000998 | 3 | LB
2343 | Cordage Term&Seals/10'/16-4 SOW-A | EA | 86 | 53514001001 | 0.83 | LB
2344 | Cord Term&Seal 115V/10'/18-3 SOW-A | EA | 35.5 | 53514001018 | 0.75 | LB
2345 | Cord Term&Seal 230V/10'/18-3 SOW-A/1Ph | EA | 56 | 53514001025 | 0.75 | LB
2346 | Cordage Term&Seals/10'/16-4 SJOW-A | EA | 66 | 53514001032 | 0.83 | LB
2347 | Cord Term&Seal 115V/ 9'/18-3 SJTW-A | EA | 34.5 | 53514001049 | 0.83 | LB
2348 | Cord Term&Seal 115V/10'/16-3 SJOW or SJO | EA | 35.5 | 53514001056 | 0.68 | LB
2349 | Cordage Term&Seals/10'/16-4 SOW-A | EA | 74 | 53514001063 | 0.83 | LB
2351 | Seal,Cord-Asm&Strrlf Heyco 18G | EA | 7 | 53514001070 | 0.8 | LB
2353 | Cord Term&Seal 230V/ 9'/18-3 SJTW-A/1Ph | EA | 34.5 | 53514001087 | 0.65 | LB
2354 | Cord Term&Seal 115/230V/10'/16-3 SJOW-A | EA | 165 | 53514001094 | 0.68 | LB
2355 | Cord Term&Seal 115/230V/10'/16-3 SOW-A | EA | 70.5 | 53514001100 | 0.68 | LB
2356 | Cordage Term&Seals/10'/16-3 SOW-A | EA | 70.5 | 53514001117 | 0.68 | LB
2357 | Adapter-Mach "280" | EA | 149 | 53514001124 | 13.5 | LB
2358 | Carton Asm "160/180/280/290" | EA | 51 | 53514001131 | 5.1 | LB
2360 | Switch,Mf-Term & Seal 1' | EA | 139 | 53514001148 | 2 | LB
2361 | Switch,Mf-Term & Seal 10' | EA | 89 | 53514001155 | 2 | LB
2362 | Housing & Cord Hole Plug | EA | 61.5 | 53514001162 | 2 | LB
2379 | Arm & Seal Asm | EA | 37 | 53514001186 | 0.2 | LB
2381 | Capacitor & Clamp Asm/20Uf 370V | EA | 23.5 |  |  | LB
2383 | Oil,Dielectric-(38 Oz) | EA | 54.5 | 53514001223 | 2 | LB
2384 | Package,New Service Station | EA | 1255 | 53514001230 | 13 | LB
2399 | Bolt,Thru 4.8750" Lg | EA | 1 | 53514001247 | 0.1 | LB
2401 | Cover & Cord 230V/1Ph | EA | 278.5 | 53514001254 | 12.3 | LB
2402 | Cord Term&Seal 230V/20'/16-3 SOW-A/1Ph/N | EA | 95.5 | 53514001261 | 1.33 | LB
2404 | Bolt,Thru 4.6250" Lg | EA | 1 | 53514001285 | 0.1 | LB
2405 | Bolt,Thru 4.8125" Lg | EA | 1 | 53514001292 | 0.5 | LB
2406 | Bolt,Thru "94/147" | EA | 1 | 53514001308 | 0.1 | LB
2407 | Bolt,Thru 5.8750" Lg | EA | 1 | 53514001315 | 0.1 | LB
2408 | Bolt,Thru 5.9375" Lg | EA | 1 | 53514001322 | 0.1 | LB
2409 | Bolt,Thru 6.1875" Lg | EA | 1 | 53514001339 | 0.1 | LB
2410 | Bolt,Thru 6.3750" Lg | EA | 1 | 53514001346 | 0.1 | LB
2411 | Bolt,Thru 6.6250" Lg | EA | 1 | 53514001353 | 0.1 | LB
2412 | Bolt,Thru 6.6875" Lg | EA | 1 | 53514001360 | 0.1 | LB
2413 | End Bell W/Brg (94-124) | EA | 24.5 | 53514001377 | 6 | LB
2414 | End Bell W/Brg (147-119&-129) | EA | 24.5 | 53514001384 | 6 | LB
2425 | Rebuild Kit "165" | EA | 186.5 | 53514001391 | 7.5 | LB
2429 | Cord Term&Seal 230V/20'/16-3 SOW-A/1Ph/A | EA | 95.5 | 53514001407 | 1.33 | LB
2430 | Seal,Shaft | EA | 30.5 | 53514001414 | 0.1 | LB
2474 | Relay Asm 115V/G5 | EA | 14.5 | 53514001452 | 1 | LB
2475 | Housing,Mtr-&Str 115V/1Ph GE | EA | 278 | 53514001469 | 14.75 | LB
2476 | Housing,Mtr-&Str 230/1P"267"GE | EA | 400.5 | 53514001476 | 15 | LB
2477 | Housing,Mtr-&Str 115/1P"139"GE | EA | 1312 | 53514001483 | 18.25 | LB
2478 | Housing,Mtr-&Str 230/1Ph "139" GE | EA | 1435 | 53514001490 | 18.5 | LB
2484 | Carton,"160/280/290" | EA | 21 | 53514084844 | 2.217 | LB
2499 | Cover & Cord 115V/1Ph 163 | EA | 289 | 53514001544 | 12.18 | LB
2507 | Cord Term&Seal 115V/20'/16-3 SJOW or SJO | EA | 131.5 | 53514001568 | 1.33 | LB
2508 | Cord Term&Seal 115V/20'/16-3 SJOW or SJO | EA | 151.5 | 53514001575 | 1.33 | LB
2524 | Rod,Float-Molded "76" | EA | 2.5 | 53514001605 | 0.0132 | LB
2570 | Impeller "97/98" | EA | 8.5 | 53514001612 | 0.2 | LB
2574 | Rotor 200/208/230V/460V/3Ph/.5Hp GE | EA | 81.5 | 53514343460 | 3.4 | LB
2588 | Oil,Dielectric (19 Oz) | EA | 31.5 | 53514001643 | 1.188 | LB
2589 | Case & Switch "97" | EA | 86 | 53514001650 | 2.3 | LB
2593 | Rebuild Kit "97" | EA | 95 | 53514001674 | 4 | LB
2596 | Housing,Mtr-& Str 230V/1Ph 97 | EA | 219.5 | 53514001681 | 11.2 | LB
2597 | Parts,Small-Kit 97 | EA | 13 | 53514001698 | 1 | LB
2599 | Cover & Handle Asm Br "139" | EA | 505 | 53514001704 | 5.9 | LB
2608 | Screw,.313-18 X 1"HH Cap-SS | EA | 0.5 | 53514001711 | 0.01 | LB
2609 | Wire Asm-F-I(1) Wire Gy 9" Lg | EA | 3 | 53514001728 | 0.01 | LB
2690 | Base Asm "53/55" | EA | 7 | 53514001773 | 0.42 | LB
2691 | Rotor & Brg 230V | EA | 118.5 | 53514001780 | 4.76 | LB
2701 | Rotor & Brg 115V | EA | 118.5 | 53514001797 | 4.76 | LB
2704 | Cord Term&Seal ED/115V/10'/16-3 SJOW-A/ | EA | 53 | 53514001803 | 0.68 | LB
2721 | Rod,Flt-5'Xl "112" | EA | 46 | 53514001810 | 2.25 | LB
2722 | Column Brg & Holder 5'Xl "112" | EA | 516 | 53514001827 | 12.6 | LB
2729 | Wire Asm F-F(1) Wire Gy 9" Lg | EA | 2.5 | 53514001834 | 0.01 | LB
2738 | Wire Asm F-F(1) Wire Gy 9"Lg | EA | 2.5 | 53514001858 | 0.01 | LB
2805 | Cord Term&Seal 230V/25'/16-3 SOW-A | EA | 151.5 | 53514001872 | 1.7 | LB
2884 | Rod,Float-1'Xl | EA | 30 | 53514001926 | 1.25 | LB
2885 | Column Brg & Holder 1'Xl "112" | EA | 257.5 | 53514001933 | 5.6 | LB
2940 | Stator 230/460V/3Ph/1Hp | EA | 583.5 | 53514027018 | 10.18 | LB
2961 | Cover & Cord 200V/1Ph | EA | 279.5 | 53514001957 | 12.3 | LB
2963 | Cover & Cord 3Ph "160/180/290" | EA | 314.5 | 53514001964 | 12.6 | LB
2987 | Plate,Conversion-3" To 2" V&D | EA | 6 | 53514001971 | 0.2 | LB
2990 | Washer,Cvr-.875" X .375" X .100" | EA | 0.5 | 53514001995 | 0.01 | LB
2993 | Housing,Mtr-& Str Ap/230V/3Ph | EA | 440.5 | 53514002008 | 12.8 | LB
2998 | Impeller "282" | EA | 74 | 53514002015 | 2.5 | LB
2999 | Impeller "284" | EA | 109.5 | 53514002022 | 3.5 | LB
3006 | Shaft 26.875" | EA | 59 | 53514002053 | 1.603 | LB
3020 | Switch Asm-Cond Mtg | EA | 45.5 | 53514002084 | 0.1 | LB
3021 | Head Brg & Col Asm | EA | 72 | 53514002091 | 2 | LB
3035 | Bearing,Thrust "03" | EA | 10 | 53514002121 | 0.1 | LB
3041 | Cord & Term 115V/"03", "67","79","80" & | EA | 27 | 53514002145 | 0.6 | LB
3052 | Grommet,Guide | EA | 13.5 | 53514057572 | 1 | LB
3055 | Guide Asm | EA | 20 | 53514002183 | 0.2 | LB
3056 | Column,Repair "03" | EA | 20.5 | 53514002190 | 1.53 | LB
3060 | Handle,SS "55/59/98" | EA | 3 | 53514002220 | 0.13 | LB
3078 | Wire Asm-F-P(1) Wire Y 5.5" Lg | EA | 2.5 | 53514351908 | 0 | LB
3079 | Wire,18Ga-C&S Y 5.5" Lg | EA | 1 | 53514351915 | 0.01 | LB
3083 | Rod Asm,Flt/13.5"Lg | EA | 30.5 | 53514002237 | 0.084 | LB
3108 | Carton Asm "53" | EA | 4 | 53514002251 | 0.42 | LB
3109 | Carton,"53" | EA | 4 | 53514103125 | 0.685 | LB
3110 | Shaft Asm-4' XL "112" | EA | 337.5 | 53514002268 | 5.1 | LB
3126 | Seal,SO Cable 14-3 | EA | 31 | 53514002275 | 0.182 | LB
3127 | Seal,Bush & Wash 10-3 Uf Cable | EA | 17.5 | 53514002282 | 0.17 | LB
3128 | Fastener Pkg (Cvr V Or D FLG) | EA | 1 | 53514002299 | 0.03 | LB
3159 | Stator 200/208V/3Ph/1Hp | EA | 517.5 | 53514034269 | 9 | LB
3165 | Wire Pkg (G,R,B) 282 | EA | 7.5 | 53514002350 | 0.03 | LB
3167 | Rotor & Brg 115/230V "282" GE | EA | 167.5 | 53514002374 | 4 | LB
3168 | Oil,Dielectric-(44 Oz) | EA | 54.5 | 53514002381 | 2.75 | LB
3170 | Rebuild Kit "280" (11/81 Thru 8/86) | EA | 191.5 | 53514002398 | 8 | LB
3173 | Cover & Cord 115V/1Ph "282" | EA | 273.5 | 53514002411 | 11.9 | LB
3174 | Cover & Cord 230V/1Ph "280" | EA | 233 | 53514002428 | 11.9 | LB
3176 | Rotor & Brg 230V/1Ph | EA | 189 | 53514002442 | 4.6 | LB
3177 | Housing,Mtr-& Term Asm"50" | EA | 68 | 53514002459 | 6.8 | LB
3178 | Housing,Mtr-Brg & Term Asm"54" | EA | 83.5 | 53514002466 | 6.8 | LB
3179 | Housing,Mtr-Brg&Term Br 50 Ser | EA | 861.5 | 53514002473 | 9.1 | LB
3180 | Parts,Small-Kit 53 | EA | 15 | 53514002480 | 0.5 | LB
3181 | Rebuild Kit "53/1053" (9/81 Thru 8/86) | EA | 97.5 | 53514002497 | 3.5 | LB
3188 | Seal,SO Cable 18-2 | EA | 35.5 | 53514002503 | 0.2 | LB
3229 | Screw,Sem 10-12X.5Hh-Slshmt Sc R Tp A | EA | 2 | 53514002527 | 0.01 | LB
3232 | Cord Term&Seal 115V/25'/16-3 SJTW-A/Auto | EA | 107.5 | 53514002534 | 1.9 | LB
3280 | Liner,Sidewall "280-290" | EA | 11.5 | 53514435066 | 1.172 | LB
3281 | Liner,FLG Pkg "280-290" | EA | 2.5 | 53514435073 | 0.186 | LB
3286 | Seal Asm,Shaft | EA | 8 | 53514096755 | 0.01 | LB
3402 | Seal,Thru Wall Term | EA | 2 | 53514002602 | 0.005 | LB
3429 | Housing,Pump-&Brg Mach "268" | EA | 182 | 53514002619 | 18.6 | LB
3575 | Capacitor & Clamp Asm/40 Uf 370V | EA | 31.5 | 53514002640 | 0.8 | LB
3610 | Cordage,16-3 SOW Or SOOW/CSA/UL | EA | 3 | 53514062163 | 0.086 | LB
3611 | Cordage,16-4 SOW Or SOOW/CSA/UL | EA | 3.5 | 53514165710 | 0.115 | LB
3617 | Cord Term&Seal 115V/15'/16-3 SJOW-A/Nona | EA | 90.5 | 53514002695 | 1.1 | LB
3618 | Cord Term&Seal 230V/20'/16-3 SOW-A/Na/1 | EA | 95.5 | 53514002701 | 1.1 | LB
3619 | Cord Term&Seal 115V/25'/16-3 SOW-A | EA | 101 | 53514002718 | 1.7 | LB
3635 | Impeller-Mach Br "139" | EA | 351 | 53514397982 | 0 | LB
3644 | Impeller Plastic "53/55"/Sp | EA | 7 | 53514002725 | 0.2 | LB
3650 | Carton,White/Zco Logo | EA | 5.5 | 53514408091 | 0.495 | LB
3653 | Cord Term&Seal 115V/15'/18-3 SOW-A/Autom | EA | 89.5 | 53514002749 | 1.1 | LB
3654 | Cord Term&Seal 115V/35'/16-3 SJTW or SJT | EA | 163.5 | 53514002756 | 22.9 | LB
3659 | Cordage Term&Seal/15'/16-4 SOW-A/3Ph/Pow | EA | 115 | 53514002770 | 1.3 | LB
3661 | Cord Term&Seal 115V/25'/16-3 SJTW-A/Auto | EA | 91 | 53514002787 | 1.7 | LB
3689 | Union 2" X 3.25" | EA | 30 | 53514002800 | 0.3 | LB
3745 | Cord Term&Seal 115V/35'/16-3 SOW-A | EA | 203 | 53514002930 | 2.4 | LB
3753 | Connector,Wirenut 14-16 Ga/Ideal #30-073 | EA | 1 | 53514086985 | 0.01 | LB
3760 | Cover & Cord 3Ph "280" | EA | 281 | 53514002954 | 11.3 | LB
3761 | Cordage Term&Seal/15'/16-4 SOW-A/3Ph/Pow | EA | 98.5 | 53514002961 | 1.3 | LB
3763 | Rotor & Brg Asm 230/460V/3P/1H | EA | 199 | 53514002985 | 4.76 | LB
3775 | Cord Term&Seal 115V/25'/16-3 SOW-A | EA | 101 | 53514003029 | 1.8 | LB
3781 | Housing,Mtr-& Str 200-208V/1Ph | EA | 423 | 53514003067 | 16 | LB
3785 | Column Brg & Holder 4'Xl "112" | EA | 437.5 | 53514003074 | 9.6 | LB
3788 | Shaft,"D" Drive | EA | 8 | 53514036553 | 0.01 | LB
3790 | Column,Brass-Asm "Ped" | EA | 37 | 53514003098 | 0.5 | LB
3795 | Base-Mach Cast Iron "82" | EA | 31.5 | 53514003104 | 3 | LB
3796 | Base-Mach Brass "83/1083" | EA | 89 | 53514003111 | 2.9 | LB
3799 | Adapter,Drive-SS "80/1080" | EA | 5.5 | 53514036584 | 0.1 | LB
3802 | Rod,Float-"81/82/83" Plated | EA | 2.5 | 53514036591 | 1 | LB
3803 | Guide,Float Rod-"81/82/83" | EA | 2 | 53514036607 | 0.0154 | LB
3808 | Insert,Brass-"81" | EA | 0.5 | 53514036614 | 0.01 | LB
3810 | Screw,.25-14 X .5 Hwh Sl S.S. | EA | 0.5 | 53514003135 | 0.01 | LB
3815 | Carton Asm "81/82/83" | EA | 34 | 53514003142 | 1.6 | LB
3828 | Carton,14" X 14" X 20" | EA | 20.5 | 53514197865 | 1.727 | LB
3835 | Cordage Term&Seals/25'/16-4 SOW-A/3Ph/Po | EA | 130.5 | 53514003203 | 2.1 | LB
3836 | Carton Asm "97" | EA | 4.5 | 53514003210 | 0.52 | LB
3845 | Housing,Pump-Mach "1053/1057" | EA | 48 | 53514003234 | 5.5 | LB
3849 | Case & Switch Ci "1053/1057" | EA | 84.5 | 53514003241 | 2.3 | LB
3851 | Housing,Mtr-& Term "1050" | EA | 70.5 | 53514003258 | 6.795 | LB
3852 | Base Asm "1053" | EA | 9.5 | 53514003265 | 0.6 | LB
3853 | Base & Strainer Asm "1057" | EA | 44 | 53514003272 | 4.75 | LB
3865 | Carton Asm "1080" | EA | 42 | 53514003289 | 1.6 | LB
3877 | Housing,Pump-Mach "266/267" | EA | 86.5 | 53514003319 | 13 | LB
3883 | Housing,Pump-Mach "268" | EA | 195 | 53514003333 | 13.5 | LB
3884 | Impeller "266/267/268" Cast Iron | EA | 54.5 | 53514003340 | 1.375 | LB
3901 | Float & Rod Asm "Ped" | EA | 9 | 53514003371 | 0.6 | LB
3902 | Shaft Asm "Ped" | EA | 10 | 53514003388 | 0.2 | LB
3903 | Guide Asm,"Ped" | EA | 2.5 | 53514003395 | 0.03 | LB
3904 | Switch Asm "Ped" | EA | 33 | 53514003401 | 0.2 | LB
3906 | Head & Bearing,Plas-"Ped" | EA | 18.5 | 53514003425 | 0.5 | LB
3907 | Head & Bearing,CI-"82" | EA | 56.5 | 53514003432 | 4.25 | LB
3908 | Head & Bearing,Br-"Ped" | EA | 138 | 53514003449 | 3.8 | LB
3909 | Adapter & Washer "80/1080" | EA | 6 | 53514003456 | 0.11 | LB
3910 | Base & Insert,Plastic 81/1081 | EA | 14 | 53514003463 | 0.3 | LB
3914 | Rebuild Kit "Loboy2" | EA | 95.5 | 53514003487 | 6 | LB
3916 | Bell,2.5"Dia-8V | EA | 87 | 53514003494 | 0.4 | LB
3925 | Screw,#10-16X.75Hwhsl Shmetal Type B/S.S | EA | 1 | 53514003500 | 0.07 | LB
3951 | Bearing,Radial-S3Kdd (Fafnir) | EA | 12.5 | 53514003555 | 0.5 | LB
3959 | Ring,Snap-N5000-87 Basic Int | EA | 1 | 53514003562 | 0.1 | LB
3960 | Ring,Snap-N5001-87 Bowed Int | EA | 0.5 | 53514003579 | 0.1 | LB
3961 | Ring,Snap-5100-37 Basic Ext | EA | 0.5 | 53514003586 | 0.1 | LB
3972 | Bearing,Thrust-Asm "5000" | EA | 49.5 | 53514003609 | 0.5 | LB
3989 | Shaft Asm,Hex Drive-"5000" | EA | 68 | 53514003623 | 1 | LB
4021 | Rotor Asm 115/230V/1Ph Emd | EA | 52 | 53514003654 | 3.4 | LB
4029 | Housing,Pump-Mach "1267" | EA | 89 | 53514003678 | 12.25 | LB
4030 | Base-Mach "1267" | EA | 64.5 | 53514003685 | 8.6 | LB
4036 | Case & Switch "1097" | EA | 81.5 | 53514003692 | 2.1 | LB
4040 | Housing,Mtr-&Str115/1Ph "1267"GE | EA | 275.5 | 53514003715 | 15.1 | LB
4046 | Bearing & Holder Asm-"111/112" Pedestal | EA | 51.5 | 53514159290 | 0.7 | LB
4047 | Hub,Inlet-Snap In 4" | EA | 37 | 53514003739 | 0.5 | LB
4049 | Stop,Float Rod-Upper "Ped" | EA | 0.5 | 53514030049 | 0.01 | LB
4050 | Shaft Asm 3'XL "112" | EA | 315 | 53514003746 | 4.5 | LB
4051 | Column Brg & Holder 3'Xl "112" | EA | 398.5 | 53514003753 | 8.1 | LB
4052 | Rod,Float-3'Xl "112" | EA | 38 | 53514003760 | 1.75 | LB
4053 | Package,New Ser Station-Loboy1 | EA | 422 | 53514003777 | 13 | LB
4066 | Switch,Mech Flt/SPB/115V/15'Cd/15Amp/.75 | EA | 100.5 | 53514095260 | 1.93 | LB
4067 | Switch,Mech Flt/SPB/115V/15'Cd/13Amp/.5H | EA | 81.5 | 53514176358 | 1.96 | LB
4096 | Impeller Br "294" | EA | 129.5 | 53514003838 | 1.8 | LB
4098 | Cord Term&Seal 230V/20'/14-3 SOW-A/20A P | EA | 136 | 53514003852 | 14.8 | LB
4099 | Seal,Cord-Asm&Strrlf Heyco 14G | EA | 13.5 | 53514003869 | 0.02 | LB
4105 | Seal,Foam-Bsn Cvr-18" Splt 1X.125" X 63" | EA | 5 | 53514003906 | 0.3 | LB
4107 | Carton Asm "1053/1057" | EA | 13.5 | 53514003920 | 0.7 | LB
4116 | Washer,Del-.675"OD x .520"Id x .062 | EA | 0.5 | 53514194642 | 0.01 | LB
4118 | Screw,#6-20X.625 Slotted Indented Hex Wa | EA | 0.5 | 53514003968 | 0.01 | LB
4125 | Guide,Float Rod-"130/260-803/805/807" | EA | 1 | 53514472627 | 0.01 | LB
4141 | Relay,Alternating-For 10-0202 | EA | 346.5 | 53514003999 | 1 | LB
4164 | Switch Asm,Ped-Zco/Pegboard Display Pack | EA | 39.5 | 53514004026 | 0.2 | LB
4173 | Impeller Br "295" | EA | 211 | 53514004071 | 2 | LB
4174 | Wire Pkg (White,Black,Blue,Blue,Red,Yell | EA | 18.5 | 53514004088 | 0.02 | LB
4179 | Rebuild Kit "295" | EA | 193.5 | 53514004095 | 7 | LB
4187 | Housing,Pump-&Screen "185-189" | EA | 204.5 | 53514344962 | 16 | LB
4188 | Housing,Pump-Mach 161/185/188/189 | EA | 198 | 53514004101 | 16 | LB
4194 | Wire Asm-F-I(1)Wire Wh 7" Lg | EA | 3 | 53514004118 | 0.02 | LB
4198 | Housing,Pump-Mach "189" | EA | 192 | 53514004125 | 17 | LB
4199 | Impeller Br "185" | EA | 191 | 53514004132 | 2 | LB
4200 | Clamp,Strain Relief-#2F | EA | 0.5 | 53514079000 | 0.01 | LB
4203 | Impeller Br "165/188" | EA | 227.5 | 53514004149 | 2.3 | LB
4205 | Cord Term&Seal 230V/20'/14-3 SOW-A/20A P | EA | 130 | 53514004156 | 3.6 | LB
4207 | Impeller Br "189" | EA | 310.5 | 53514004170 | 3 | LB
4208 | Rebuild Kit "189" | EA | 195.5 | 53514004187 | 7 | LB
4214 | Housing,Pump-Mach 163/165/186 | EA | 192 | 53514004194 | 17 | LB
4216 | Impeller "163" | EA | 173 | 53514004200 | 1.9 | LB
4222 | Impeller "293" | EA | 208 | 53514004217 | 1.6 | LB
4234 | Rebuild Kit "188" | EA | 189 | 53514004248 | 7 | LB
4247 | Case & Switch Brass "1059" | EA | 316.5 | 53514004255 | 3.1 | LB
4251 | Rebuild Kit "294" | EA | 187 | 53514004262 | 7 | LB
4264 | Alternator Mech-Duplex/Control | EA | 315 | 53514004279 | 2 | LB
4281 | Cord Term&Seal 230V/20'/16-3 SOW or SOOW | EA | 140 | 53514004309 | 3 | LB
4287 | Clamp,Worm Drive Hose/SAE 28/SS | EA | 2.5 | 53514004316 | 0.1 | LB
4289 | Screw,#10-24 X 1" RHM-Sl SS | EA | 0.5 | 53514004330 | 0.01 | LB
4290 | Nut,#10-24 H-SS | EA | 0.5 | 53514004347 | 0.03 | LB
4304 | Clamp,Worm Drive Hose/SAE 40/SS | EA | 11 | 53514004354 | 6.25 | LB
4305 | Screw,.25-20 X .625Hh Cap-SS | EA | 0.5 | 53514004361 | 0.01 | LB
4307 | Impeller "161" | EA | 173 | 53514004378 | 2 | LB
4322 | Seal,Cord-Asm | EA | 3 | 53514004392 | 0.02 | LB
4327 | Switch & Seal Asm | EA | 33.5 | 53514004415 | 0.2 | LB
4348 | Nut,5/16-24Unf SS Acorn/Low Crown | EA | 1.5 | 53514060138 | 0.01 | LB
4351 | Nut,7/16-20 Acorn SS | EA | 5 | 53514004514 | 0.01 | LB
4358 | Impeller-Mach Br 3Ph "293" | EA | 207.5 | 53514029029 | 1.6 | LB
4362 | Carton Asm "1267" | EA | 20.5 | 53514027209 | 1.5 | LB
4374 | Cord Term&Seal 230V/20'/14-3 SOW-A/20A P | EA | 197.5 | 53514004545 | 3.6 | LB
4376 | Cord Term&Seal 230V/20'/14-3 SOW-A/20A P | EA | 198.5 | 53514004569 | 3.6 | LB
4377 | Cord Term&Seal 230V/20'/16-3 SOW or SOOW | EA | 140 | 53514004576 | 2.6 | LB
4378 | Seal,Cord-Asm&Str Rlf T&B 18Ga | EA | 52 | 53514004583 | 0.2 | LB
4380 | Cover & Seal Asm 14Ga | EA | 223.5 | 53514004606 | 11.1 | LB
4391 | Seal,Cord-Rubber | EA | 1 | 53514194659 | 0.01 | LB
4400 | Pipe,Discharge-Asm "Pd&Dp" | EA | 22.5 | 53514004620 | 0.6 | LB
4403 | Fitting,Pvc 1.5"Socket X1.5"MPT/Sch 40 | EA | 4 | 53514302092 | 0.21 | LB
4413 | Tie,Cable-Nylon | EA | 0.5 | 53514029845 | 0.01 | LB
4416 | Screw,.25-20 X 1" Lg HH Stlzi | EA | 0.5 | 53514042172 | 0.01 | LB
4441 | Relay,3 Pole Thermal Overload | EA | 233 | 53514004651 | 1 | LB
4442 | Terminal,Spade-10-12 Ga | EA | 1 | 53514100582 | 0.01 | LB
4450 | Carton,Drain Pump/2" Inlet HH | EA | 24 | 53514037758 | 0.543 | LB
4452 | Seal Pak-"PF & QJ" | EA | 17.5 | 53514004682 | 0.1 | LB
4480 | Washer,Flat-SS .25" Standard | EA | 0.5 | 53514026240 | 0.01 | LB
4486 | Seal,Cord-Asm "WM267 PF & QJ" | EA | 3.5 | 53514004736 | 0.2 | LB
4488 | Housing,Mtr-&Str 115/1Ph "WM267 | EA | 285 | 53514004750 | 15.3 | LB
4496 | Screw,.375-16 X 1.25" HH Cap SS | EA | 1 | 53514255206 | 0.01 | LB
4497 | Washer,Ss Lock-Split .375" | EA | 0.5 | 53514040468 | 0.01 | LB
4506 | Impeller-Mach Br 3Ph "189" | EA | 320 | 53514282233 | 0 | LB
4512 | Relay For 10-0201 | EA | 44.5 | 53514004774 | 1 | LB
4527 | Relay For 10-0202 | EA | 94 | 53514004781 | 1 | LB
4529 | Screw,.25-20 X 2" Hex Head/SS | EA | 1.5 | 53514026257 | 0.03 | LB
4531 | Screw,.25-20 X 1" Lg RHM SS | EA | 1 | 53514026264 | 0.02 | LB
4532 | Screw,.375-16 X 1.75" Lg HH Cap SS | EA | 1.5 | 53514103316 | 0.06 | LB
4539 | Packing,Peanut-Corn Starch Base | EA | 6.5 | 53514329938 | 0.01 | LB
4567 | AM-Pencils,Zco (72 per box) | EA | 138 | 53514004835 | 2.2 | LB
4579 | Rotor & Brg 230/460/3P/1.5/2Hp | EA | 206.5 | 53514004941 | 5.1 | LB
4583 | Rebuild Kit "295" | EA | 256 | 53514004965 | 7 | LB
4584 | Rebuild Kit "189" | EA | 258 | 53514004972 | 7 | LB
4597 | Basin Asm,Drain Pump | EA | 424 | 53514005016 | 8 | LB
4610 | Case-Mach "130/260" | EA | 41.5 | 53514005030 | 4.05 | LB
4611 | Case-Mach Brass "139" | EA | 489.5 | 53514005047 | 4.75 | LB
4612 | Case-Mach "1130/1260" | EA | 59 | 53514005054 | 4.05 | LB
4614 | Case-Mach "160/180/280/290" | EA | 134.5 | 53514005061 | 9.5 | LB
4628 | Hardware Pak,"Pd&Dp" | EA | 75 | 53514005085 | 0.3 | LB
4644 | Screw,#6-32X7/16/Rh/Pan Head Phillips/Ty | EA | 0.5 | 53514005108 | 0.01 | LB
4645 | Guard,"55/59/98" | EA | 6 | 53514005115 | 0.265 | LB
4655 | Body-Mach 3"Ci Unicheck | EA | 111.5 | 53514043216 | 12.5 | LB
4664 | Flapper Asm 3"CI Check | EA | 62 | 53514030223 | 1 | LB
4672 | Housing,Mtr-&Str 115V/1Ph/WM GE | EA | 287 | 53514005146 | 15.1 | LB
4676 | Guide Asm,Flt Rod | EA | 3 | 53514005177 | 0.06 | LB
4700 | Cord Term&Seal 115V/ 9'/18-3 SJTW-A/Auto | EA | 32.5 | 53514005320 | 1.4 | LB
4702 | Case & Switch "50" | EA | 78 | 53514005344 | 2.2 | LB
4703 | Case Handle & Arm "50" | EA | 45.5 | 53514005351 | 2.3 | LB
4704 | Arm & Seal Asm "50" | EA | 33 | 53514005368 | 0.2 | LB
4705 | Switch Asm "50" | EA | 41 | 53514005375 | 0.1 | LB
4706 | Rebuild Kit "53/1053/55"(9/86 Thru Curre | EA | 93.5 | 53514005382 | 4 | LB
4707 | Cord Term&Seal 230V/ 9'/18-3 SJTW-A/Auto | EA | 37.5 | 53514005399 | 1.4 | LB
4708 | Cord Term&Seal 115V/15'/18-3 SJTW-A/Nona | EA | 47 | 53514005405 | 1.4 | LB
4709 | Cord Term&Seal 230V/15'/18-3 SJTW/Na/ | EA | 55.5 | 53514005412 | 1.6 | LB
4710 | Parts,Small-Kit "53/1053/55" | EA | 12.5 | 53514005429 | 0.5 | LB
4711 | Case & Switch Brass "50" | EA | 319 | 53514005436 | 3.3 | LB
4712 | Housing,Mtr-& Term Asm "50" | EA | 53.5 | 53514005443 | 6.8 | LB
4713 | Housing,Mtr-Brg&Term Br "50" | EA | 867.5 | 53514005450 | 9.5 | LB
4714 | Case Handle & Arm Brass/"50" | EA | 286.5 | 53514005467 | 3.4 | LB
4716 | Rebuild Kit "57/59/1057/1059"(9/86 Thru | EA | 91.5 | 53514005474 | 4 | LB
4717 | Cord Term&Seal ED/115V/9'/16-3 SJOW-A/Au | EA | 51.5 | 53514005481 | 1 | LB
4718 | Cord Term&Seal ED/230V/15'/16-3 SJOW-A/A | EA | 59.5 | 53514005498 | 1.6 | LB
4719 | Cord Term&Seal ED/115V/15'/16-3 SJOW-A/N | EA | 84 | 53514005504 | 1.6 | LB
4720 | Cord Term&Seal ED/230V/15'/16-3 SJOW-A/N | EA | 58 | 53514005511 | 1.6 | LB
4721 | Seal,Cord-Asm ED | EA | 11.5 | 53514005528 | 0.2 | LB
4722 | Parts,Small-Kit "57/59" | EA | 11 | 53514005535 | 0.5 | LB
4723 | Cord Term&Seal 115V/15'/18-3 Sjow-A/Aut | EA | 50 | 53514005542 | 1.6 | LB
4725 | Case Handle & Arm "97" | EA | 46 | 53514005566 | 2.2 | LB
4732 | Rebuild Kit "97/1097" | EA | 91 | 53514005580 | 4 | LB
4735 | Cord Term&Seal 230V/15'/18-3 Sjow-A/Aut | EA | 57.5 | 53514005610 | 1.6 | LB
4736 | Cord Term&Seal 115V/15'/18-3 Sjow-A/Non | EA | 50.5 | 53514005627 | 1.6 | LB
4737 | Cord Term&Seal 230V/15'/18-3 Sjow-A/Non | EA | 57.5 | 53514005634 | 1.6 | LB
4738 | Parts,Small-Kit "97" | EA | 10 | 53514005641 | 0.5 | LB
4739 | Case & Switch Asm "130/260" | EA | 99 | 53514005658 | 5.1 | LB
4740 | Switch Asm "130/260" | EA | 36.5 | 53514005665 | 0.1 | LB
4741 | Arm & Seal Asm "130/260" | EA | 30.5 | 53514005672 | 0.2 | LB
4742 | Case & Switch Asm "139" | EA | 568 | 53514005689 | 5.3 | LB
4743 | Rebuild Kit "130/260" (See Notes) | EA | 127.5 | 53514005696 | 4 | LB
4744 | Switch Asm "160/180/290" | EA | 39 | 53514005702 | 0.2 | LB
4745 | Arm & Seal Asm "160/180/290" | EA | 32.5 | 53514005719 | 0.2 | LB
4746 | Case Switch & Cord 115V/1Ph | EA | 351.5 | 53514005726 | 13.1 | LB
4747 | Rebuild Kit "160/185/292/293" | EA | 255 | 53514005733 | 7 | LB
4748 | Case Switch & Cord 230V/1Ph | EA | 344 | 53514005740 | 13.3 | LB
4749 | Wire Pkg (5) Wires | EA | 13.5 | 53514005757 | 0.03 | LB
4750 | Case Switch & Cord 230V//1Ph/14Ga Wires | EA | 344.5 | 53514005764 | 13.3 | LB
4751 | Wire Pkg(5)Wires 1.5/2 Hp | EA | 15.5 | 53514005771 | 0.03 | LB
4752 | Rebuild Kit "188/294" | EA | 257 | 53514005788 | 7 | LB
4753 | Rebuild Kit "189/295" | EA | 251 | 53514005795 | 7 | LB
4755 | Switch Asm "282" | EA | 37 | 53514005818 | 0.1 | LB
4756 | Wire Pkg (2)Wires | EA | 5 | 53514005825 | 0.02 | LB
4757 | Case Switch & Cord 115V/1Ph/"282" | EA | 278 | 53514005832 | 13 | LB
4758 | Rebuild Kit "280" (9/86 Thru 12/92) | EA | 182.5 | 53514005849 | 7 | LB
4759 | Case Switch & Cord 230V/1Ph/"282" | EA | 296.5 | 53514005856 | 13 | LB
4760 | Case & Switch Ci "1053/1057" | EA | 79 | 53514005863 | 2.1 | LB
4761 | Case Handle & Arm Ci/"1053/1057" | EA | 49 | 53514005870 | 2.2 | LB
4762 | Housing,Mtr-&Term "Loboy1 & 2" | EA | 56 | 53514005887 | 6.8 | LB
4763 | Case & Switch Brass "1059" | EA | 310 | 53514005894 | 3.1 | LB
4764 | Case Handle & Arm Br/"1059" | EA | 278 | 53514005900 | 3.3 | LB
4765 | Case & Switch "1098" | EA | 76 | 53514005917 | 2.1 | LB
4766 | Case Handle & Arm "1098" | EA | 49 | 53514005924 | 2.1 | LB
4768 | Case & Switch "1267" | EA | 119 | 53514005948 | 5.1 | LB
4847 | Case Switch & Cord 230V/1Ph/"284" | EA | 302 | 53514005955 | 12.1 | LB
4870 | Rotor & Brg 200/230/460/3P/1Hp | EA | 224.5 | 53514005962 | 5.1 | LB
4887 | Seal,Cup W/O Hole | EA | 0.5 | 53514468477 | 0 | LB
4892 | Switch Asm Rack Pack"50/90" Ah | EA | 43 | 53514006006 | 0.5 | LB
4893 | Switch Asm Rakpak"1050/1097"Ah | EA | 60 | 53514006013 | 0.5 | LB
4908 | Rod,Float-Lower Asm | EA | 11 | 53514218065 | 0.01 | LB
4909 | Rod,Float-Upper Asm | EA | 9.5 | 53514218058 | 0.01 | LB
4912 | Float-Mach HT | EA | 12.5 | 53514006068 | 0.36 | LB
4913 | Clamp,Worm Drive Hose/SAE 56/SS | EA | 4.5 | 53514034313 | 8 | LB
4957 | Overload For 10-0212 | EA | 207 | 53514006129 | 1 | LB
4962 | Cord Term&Seal 115V/25'/16-3 SJTW-A/Nona | EA | 91 | 53514006136 | 2.6 | LB
4965 | Overload For 10-0231 | EA | 209.5 | 53514006167 | 1 | LB
4966 | Housing,Mtr-& Stator 230V/3Ph | EA | 499.5 | 53514006174 | 13.1 | LB
4981 | Cord Term&Seal 200V/35'/16-3 SOW-A/1Ph/N | EA | 157.5 | 53514006211 | 4 | LB
4987 | Contactor For 10-0212 & 10-0242 | EA | 152.5 | 53514006228 | 1 | LB
4991 | Cord Term&Seal 115V/25'/16-3 SJTW-A/Auto | EA | 93 | 53514006266 | 2.6 | LB
4992 | Motor Asm 230V/1Ph/1.5-2Hp | EA | 961 | 53514006273 | 35 | LB
4994 | Rotor & Brg Asm 230/1P/1.5-2Hp | EA | 156 | 53514006297 | 5 | LB
4997 | Hub & Seal-Ci/4"/Curved/For 18"-72" Dia | EA | 109.5 | 53514006303 | 6 | LB
4999 | Breaker,2 Pole 10A For 10-0201 | EA | 129 | 53514006327 | 1 | LB
5006 | Shaft 28.5" Lg | EA | 63 | 53514006334 | 1.606 | LB
5008 | Column,"05" | EA | 23.5 | 53514006341 | 0.4 | LB
5026 | Shaft 27.875" Lg | EA | 63 | 53514006372 | 1.606 | LB
5032 | Float,Metal | EA | 154 | 53514006402 | 1.08 | LB
5034 | Switch (Flt Type) | EA | 33.5 | 53514006419 | 1 | LB
5052 | Switch (Flt Type) | EA | 80 | 53514006426 | 1 | LB
5058 | Switch (Wt Type) | EA | 73.5 | 53514006440 | 1 | LB
5068 | Float,Plastic "05" | EA | 7.5 | 53514006457 | 0.5 | LB
5073 | Cover-Mach "1130/1260" | EA | 57 | 53514026318 | 4.5 | LB
5075 | Housing,Mtr-&Str 230/1Ph"1267GE | EA | 381 | 53514006464 | 15.1 | LB
5076 | Cover & Handle "1050" | EA | 49 | 53514006471 | 1.8 | LB
5077 | Cover & Handle "1097" | EA | 49 | 53514006488 | 1.8 | LB
5078 | Cover & Handle "1267" | EA | 72.5 | 53514006495 | 4.6 | LB
5088 | Switch,Mech Flt/SPB/115V/10'Cd/13Amp/.5H | EA | 81 | 53514293192 | 1.39 | LB
5095 | Seal,Shaft-Asm .5"Dia/HT | EA | 64.5 | 53514006518 | 0.2 | LB
5098 | Seal,Shaft-Asm .625" Dia/HT | EA | 143 | 53514006525 | 0.2 | LB
5107 | Screw,#12-24 X 1" +/- 1/16" | EA | 4 | 53514138608 | 0.001 | LB
5126 | Cord Term&Seal 200V/20'/14-3 SOW-A/20A P | EA | 184.5 | 53514006570 | 3.6 | LB
5128 | Rotor & Brg Asm 200/1P/1.5-2Hp | EA | 156 | 53514006594 | 5.3 | LB
5130 | Cord Term&Seal 200V/20'/14-3 SOW-A/20A P | EA | 185.5 | 53514006617 | 3.6 | LB
5131 | Cordage Term&Seal/20'/16-4 SOW-A/3Ph/Pow | EA | 145 | 53514006624 | 3.6 | LB
5133 | Rotor & Brg Asm 200V/3Ph/2Hp | EA | 206.5 | 53514006648 | 5.3 | LB
5134 | Impeller 3Ph "295" | EA | 215.5 | 53514006655 | 2 | LB
5138 | Motor & Imp Asm 230V/3Ph "295" | EA | 1389 | 53514006693 | 36.5 | LB
5139 | Impeller 3Ph "295"-Turned Down | EA | 215 | 53514006709 | 2 | LB
5140 | Motor & Imp Asm 460V/3Ph "295" | EA | 1386 | 53514006716 | 36.5 | LB
5167 | Conduit-Mach 3' "HT" | EA | 67.5 | 53514006723 | 0.2 | LB
5188 | Impeller Br "292" | EA | 295.5 | 53514006778 | 2 | LB
5192 | Seal,Window-Bsn Cvr 18"/10'Stack/15 Foot | EA | 65.5 | 53514006792 | 1 | LB
5196 | Seal,Pipe-4"(For 5"Hole) | EA | 23 | 53514006839 | 0.19 | LB
5198 | Hub & Seal-Ci/4"/Flat/Fits All Basins W/ | EA | 110 | 53514006846 | 5 | LB
5199 | Base-Molded "264/266/270/271" | EA | 23.5 | 53514006853 | 1.04 | LB
5201 | Impeller 3Ph "189" | EA | 324.5 | 53514006860 | 3 | LB
5202 | Motor Kit 230V/3Ph "189" | EA | 1178 | 53514006877 | 33.6 | LB
5205 | Rotor & Brg Asm 200/1Ph/2Hp | EA | 156 | 53514006891 | 5.3 | LB
5219 | Impeller Asm 3Ph "294" | EA | 134 | 53514006907 | 1.8 | LB
5220 | Impeller Asm 3Ph 294-Turned Dn | EA | 133 | 53514006914 | 1.8 | LB
5221 | Motor & Imp Asm 230V/3Ph "294" | EA | 1438 | 53514006921 | 36.5 | LB
5222 | Motor & Imp Asm 460V/3Ph "294" | EA | 1435 | 53514006938 | 36.5 | LB
5223 | Impeller Asm 3Ph "165/188" | EA | 244.5 | 53514006945 | 2.3 | LB
5252 | Conduit-Mach 6' "HT" | EA | 132 | 53514006969 | 0.6 | LB
5300 | Clip,Switch Stablizer | EA | 1 | 53514034344 | 0.01 | LB
5315 | Flapper Asm 2"Female NPT Check | EA | 48 | 53514030230 | 0.75 | LB
5316 | Screw,.25-20" X .875" Lg HH Cap SS | EA | 0.5 | 53514007034 | 0.01 | LB
5326 | Screw,#10-14X1”/Plastite/SS/Unsltd Hex W | EA | 0.5 | 53514007065 | 0.01 | LB
5327 | Rod,Float-Middle | EA | 12.5 | 53514136918 | 0.5 | LB
5348 | Cord Term&Seal HT/115V/15'/16-3 SJOW-A/A | EA | 82 | 53514007102 | 2.2 | LB
5349 | Case & Switch HT Brass | EA | 329 | 53514007119 | 2.6 | LB
5350 | Switch Asm-HT | EA | 43.5 | 53514007126 | 0.2 | LB
5351 | Cordage & Term/HT/3'/16-3 SOW-A/Auto | EA | 21.5 | 53514007133 | 0.3 | LB
5352 | Rod,Float-Asm HT | EA | 113.5 | 53514007140 | 0.6 | LB
5353 | Rebuild Kit "3097" | EA | 332 | 53514007157 | 6 | LB
5354 | Cordage & Term/HT/6'/16-3 SOW-A/Nonauto | EA | 32.5 | 53514007164 | 0.75 | LB
5356 | Housing,Mtr-&Str115/1Ph "3137"GE | EA | 373.5 | 53514007188 | 16 | LB
5357 | Housing,Mtr-&Str 230/1Ph "3137"GE | EA | 376.5 | 53514007195 | 16 | LB
5358 | Housing,Mtr-&Str 115/1Ph "3139"GE | EA | 1387.5 | 53514007201 | 19 | LB
5359 | Housing,Mtr-&Str 230/1Ph "3139"GE | EA | 1390.5 | 53514007218 | 19 | LB
5362 | Rebuild Kit M&D "3137"/(10/87-9/94) | EA | 671.5 | 53514007249 | 6 | LB
5366 | Rebuild Kit 3282 10/87-5/92 | EA | 751.5 | 53514007287 | 6 | LB
5369 | Cord Term&Seal HT/230V/15'/16-3 SJOW-A/A | EA | 55.5 | 53514007294 | 2 | LB
5383 | Case Switch & Cord 200V/1Ph | EA | 335.5 | 53514007348 | 13.5 | LB
5384 | Cord Term&Seal 200V/20'/16-3 SOW-A/Auto/ | EA | 87 | 53514007355 | 2.3 | LB
5385 | Cordage Term&Seal/20'//16-3 SOW-A/Na/200 | EA | 87 | 53514007362 | 2.3 | LB
5397 | Housing,Mtr-&Str 230V/1Ph "3097" | EA | 240 | 53514007379 | 10.5 | LB
5431 | Carton Asm "3097" | EA | 32 | 53514035716 | 2.5 | LB
5434 | Case Handle & Arm Brass/HT | EA | 288 | 53514007386 | 3.2 | LB
5435 | J-Box Asm "HT Na Pumps" | EA | 326.5 | 53514007393 | 1 | LB
5441 | Bracket Asm,Switch-"112" | EA | 47 | 53514007416 | 0.2 | LB
5450 | Cord Term&Seal 230V/90'/16-3 SOW-A/1Ph | EA | 459 | 53514007485 | 9 | LB
5454 | Guide Asm,Float Rod- | EA | 2.5 | 53514007508 | 0.01 | LB
5463 | Hardware Pak,"3161/3163/3282" | EA | 138.5 | 53514411312 | 0 | LB
5464 | Guide Asm,Float Rod-HT | EA | 25 | 53514207526 | 1.1 | LB
5465 | Cord Term&Seal 115V/35'/16-3 SOW-A | EA | 203 | 53514007522 | 3.36 | LB
5466 | Circuit Breaker,Conrol/For 10-0019 | EA | 431.5 | 53514007539 | 1 | LB
5467 | Cordage Term&Seals/35'/16-4 SOW-A/3Ph/Po | EA | 183 | 53514007546 | 3.4 | LB
5470 | Cord Term&Seal 115V/35'/16-3 SJTW or SJT | EA | 165.5 | 53514007577 | 3.36 | LB
5477 | Guide Asm,Float Rod-"262" | EA | 2 | 53514007607 | 0.01 | LB
5490 | Base-Mach "1137" | EA | 72.5 | 53514026325 | 8 | LB
5491 | Housing,Pump-Mach "1137" | EA | 82 | 53514007638 | 10.5 | LB
5537 | Housing,Mtr-&Str115V"1267" Emd | EA | 275.5 | 53514007911 | 15 | LB
5552 | Switch,Alternating-For E-Pak | EA | 315 | 53514007966 | 2 | LB
5553 | Starter,Magnetic-For 10-0218 | EA | 289 | 53514007973 | 2 | LB
5556 | Cord Term&Seal 115V/50'/16-3 SJTOW-A/ | EA | 186 | 53514008000 | 5 | LB
5562 | Overload Protector For 10-0234 | EA | 185 | 53514008062 | 1 | LB
5566 | Cord Term&Seal 115V/15'/18-3 SJTW or SJT | EA | 46.5 | 53514008093 | 1.9 | LB
5567 | Overload For 10-0241 | EA | 183.5 | 53514008109 | 1 | LB
5568 | Relay For 10-0214 Control Panel | EA | 94 | 53514008116 | 1 | LB
5571 | Contactor #Aegl-Ls07 | EA | 88.5 | 53514008147 | 1 | LB
5573 | Switch,Toggle-Control Panel | EA | 21 | 53514008161 | 0.2 | LB
5587 | Seal,Pipe-3"(For 4"Hole) | EA | 19 | 53514026288 | 0.14 | LB
5588 | Seal,Pipe-2"(For 3"Hole) | EA | 15 | 53514026202 | 0.12 | LB
5591 | Hardware Pak,"PF & QJ" | EA | 74 | 53514008222 | 0.5 | LB
5639 | Pipe,Pvc 1.5" X 5" Sch 40 | EA | 11.5 | 53514069919 | 0.21 | LB
5642 | Fitting,Pvc 1.25" Reducing Slip X 1"FPT/ | EA | 3.5 | 53514069926 | 0.095 | LB
5643 | Fitting,Pvc 1" NPT To 1"Hose | EA | 4 | 53514069933 | 1.16 | LB
5644 | Fitting,Pvc 1.5" 90D Elbow/Sch 40 | EA | 5.5 | 53514034368 | 0.36 | LB
5645 | Fitting,Pvc 1.5" Tee/Sch40/(Pressure Fit | EA | 6.5 | 53514069971 | 0.509 | LB
5665 | Carton Asm "267" WWG | EA | 13.5 | 53514008321 | 2 | LB
5671 | Enclosure,Control-Nema 1 | EA | 356 | 53514008376 | 2 | LB
5676 | Switch,Mf-6'W/Term "505/1505" | EA | 52.5 | 53514028305 | 0.84 | LB
5677 | Charger,115Vac-12Vac/2A | EA | 27.5 | 53514030087 | 2 | LB
5686 | Paint,Green Spray | EA | 63.5 | 53514008413 | 1 | LB
5701 | Seal,O-Ring .093+/-.005 X 32.25 +/- .25" | EA | 3 | 53514029869 | 0.01 | LB
5703 | Hose & Clamp Asm | EA | 9.5 | 53514027803 | 0.9 | LB
5704 | Mounting Asm,Pump-"DC Pump" | EA | 6 | 53514027810 | 1 | LB
5705 | Cord,Power-"505/1505" | EA | 23 | 53514030544 | 1 | LB
5723 | Ring,Toilet Riser-.875"/ABS | EA | 6 | 53514315368 | 0.11 | LB
5732 | Ring,Toilet Wax-#1 Standard | EA | 5 | 53514315375 | 0.01 | LB
5738 | Carton,"50" Series-UPS | EA | 10.5 | 53514136628 | 0.697 | LB
5741 | Pipe,Pvc 2" X 30" Sch 40 | EA | 33 | 53514121051 | 1.7 | LB
5744 | Fitting,Pvc 2" NPT Adapter/Sch 40 | EA | 5 | 53514121068 | 0.01 | LB
5747 | Switch "112" | EA | 1249.5 | 53514025830 | 19 | LB
5750 | Contactor For 10-0239 | EA | 29 | 53514008444 | 1 | LB
5755 | Relay For 10-0214 | EA | 34.5 | 53514008475 | 1 | LB
5759 | Motor Kit 200V/3Ph "294" | EA | 1156.5 | 53514008505 | 26 | LB
5760 | Motor & Imp Asm 200V/3Ph "295" | EA | 1371.5 | 53514008512 | 28 | LB
5776 | Rail Stand-Off (1.5"/2"/3") | EA | 48 | 53514025151 | 2 | LB
5777 | Rail Top Guide (1.5"/2") | EA | 70 | 53514025168 | 2 | LB
5778 | Rail Disconnect Fitting (1.5") | EA | 238.5 | 53514025175 | 1 | LB
5779 | Rail Disconnect Fitting (2") | EA | 638.5 | 53514025182 | 2 | LB
5780 | Rail Floor Guide (1.5"/2") | EA | 108 | 53514025199 | 2 | LB
5781 | Rail Top Guide (3") Plastic | EA | 47 | 53514025205 | 0.2 | LB
5782 | Rail Dis Fitting (3") Plastic | EA | 472.5 | 53514025212 | 0.2 | LB
5783 | Rail Floor Flange (3") Plastic | EA | 42.5 | 53514025229 | 0.2 | LB
5806 | Cord Term&Seal 230V/35'/16-3 SOW-A/1Ph | EA | 207.5 | 53514025373 | 3.4 | LB
5818 | Switch Asm Rack Pack"130/260" Ah | EA | 42 | 53514025847 | 0.5 | LB
5828 | Relay For 10-0202 Control Panel | EA | 32 | 53514026486 | 1 | LB
5829 | Relay For 10-0243 Control Panel | EA | 141 | 53514026493 | 1 | LB
5833 | Cord Term&Seal 115V/50'/14-3 SO | EA | 378.5 | 53514026790 | 8.7 | LB
5837 | Parts,Model 1081- | EA | 68.5 | 53514027100 | 2.34 | LB
5838 | Parts,Model 1082- | EA | 115.5 | 53514027117 | 7.75 | LB
5843 | Seal,O-Ring - (3" Rail System) | EA | 12 | 53514027216 | 0.01 | LB
5867 | Seal,Cord-Bsn Cvr/2Hl/Slip/(For 2.0 Hl) | EA | 12 | 53514062316 | 0.01 | LB
5868 | Tie,Cable-11.5" Lg | EA | 1 | 53514045739 | 0.01 | LB
5882 | Seal,Pipe-1.5" (For 2.5"Hole) | EA | 12.5 | 53514029616 | 0.1 | LB
5926 | Bolt,Eye-.375-16 X 1.5" SS | EA | 122.5 | 53514030216 | 0.19 | LB
5929 | Tag,Id-Blank "50/98/264" | EA | 1.5 | 53514462864 | 0.01 | LB
5952 | Hardware Pak,30/36/48"D/2V2D/10'T/(17-00 | EA | 108 | 53514028763 | 3 | LB
5953 | Hardware Pak,30/36/48"D/2V3D/10'T/(17-00 | EA | 108 | 53514028770 | 3 | LB
5954 | Hardware Pak,30/36/48"D/3V3D/10'T/(17-00 | EA | 108 | 53514028787 | 3 | LB
5955 | Hardware Pak,30/36/48"D/3V2D/10'T/(17-00 | EA | 118 | 53514028794 | 5 | LB
5985 | Flapper Asm-2" For Plastic Check Valve | EA | 7.5 | 53514035440 | 0.7 | LB
6017 | Seal,Strap-1/2" Overlap/Steel | EA | 1.5 | 53514380021 | 0.01 | LB
6018 | Seal,Cord-Basin Cover/1Hl/W/Split For 2. | EA | 8 | 53514045692 | 0.079 | LB
6029 | Capacitor,40Uf/370Vac | EA | 24.5 | 53514103866 | 0.406 | LB
6034 | Wire,18Ga-C&S R 6.5" Lg | EA | 1 | 53514351892 | 0.0052 | LB
6041 | Seal,Rail Disconnect 4" | EA | 65.5 | 53514034375 | 0.26 | LB
6045 | Guide Rail Asm-Upper SS 4" | EA | 374 | 53514042448 | 10.25 | LB
6057 | Bracket,Lower Guide 4"/Stainless Steel | EA | 53.5 | 53514039462 | 2 | LB
6059 | Screw,.625-11 X2" Lg HH Cap-SS | EA | 10.5 | 53514040482 | 0.22 | LB
6060 | Screw,.375-16 X .75" Lg HH Cap-SS | EA | 1.5 | 53514040499 | 0.04 | LB
6061 | Washer,Lock-.625 Std Split-SS | EA | 1.5 | 53514040505 | 0.02 | LB
6063 | Oil,Dielectric-(19 Oz) HT | EA | 45.5 | 53514027759 | 1.188 | LB
6064 | Oil,Dielectric-(26 Oz)/HT | EA | 54 | 53514027766 | 1.53 | LB
6065 | Oil,Dielectric-(44 Oz)/HT | EA | 83 | 53514027773 | 2.75 | LB
6075 | Shaft Asm-5'XL "112" | EA | 396 | 53514027469 | 6.8 | LB
6083 | Cord Term&Seal 115V/50'/16-3 SJTOW-A/Non | EA | 186.5 | 53514027506 | 5.1 | LB
6085 | Cordage Term&Seals/50'/16-4 SOW-A/3Ph/Po | EA | 232.5 | 53514027636 | 4.1 | LB
6090 | Cord Term&Seal 115V/15'/16-3 SJOW-A/"WM2 | EA | 81 | 53514027872 | 1.9 | LB
6092 | Cord Term&Seal 115V/50'/14-3 SO | EA | 383.5 | 53514027889 | 8.7 | LB
6107 | Housing,Pump-Mach "98" | EA | 91 | 53514029449 | 11 | LB
6108 | Housing,Pump-Mach "1098" | EA | 129 | 53514029456 | 12 | LB
6112 | Carton,"98" | EA | 4.5 | 53514359225 | 0.42 | LB
6120 | Nut,#6-32 Serrated Hwh Lock-Zi | EA | 0.5 | 53514029876 | 0.001 | LB
6125 | Rail Top Guide 3" Brass | EA | 55 | 53514027964 | 2 | LB
6126 | Rail Dis Fitting 3" Brass | EA | 1186.5 | 53514027971 | 3 | LB
6127 | Rail Floor Guide 3" Brass | EA | 101.5 | 53514027988 | 2 | LB
6128 | Contactor For 10-0238 | EA | 151 | 53514027827 | 1 | LB
6135 | Capacitor & Clamp Asm/35 Uf 370V | EA | 27.5 | 53514027858 | 0.5 | LB
6145 | Seal,Cord/.281Lg/Wht Stripe/.415 ID | EA | 3 | 53514351922 | 0 | LB
6156 | Hardware Pak,24"Dia/2V2D/10'T/Sim/(For 1 | EA | 79.5 | 53514028268 | 3 | LB
6157 | Hardware Pak,24"Dia/2Vd&3Vd/10'T/(For 17 | EA | 72 | 53514028275 | 3 | LB
6159 | Hardware Pak,24"Dia/3V3D/10'T/Sim/(For 1 | EA | 79.5 | 53514028299 | 3 | LB
6161 | Motor,Timing For 10-0202 Control | EA | 323 | 53514028510 | 1 | LB
6163 | Shaft Asm 2'XL "112" | EA | 147.5 | 53514028541 | 3.5 | LB
6165 | Rebuild Kit "405" | EA | 204 | 53514028862 | 6 | LB
6171 | Cordage Cond&Sls/HT/20'/16-3 Sow-A/Aut | EA | 821 | 53514028626 | 4.3 | LB
6174 | Conduit-Mach 8' "HT" | EA | 175 | 53514028947 | 0.8 | LB
6215 | Rod,Float-Molded/"98" | EA | 3 | 53514029043 | 0.0138 | LB
6221 | Terminal,Female Pin 12-14Ga | EA | 1.5 | 53514029401 | 0.01 | LB
6223 | Impeller-Mach "266/267/268" | EA | 54 | 53514175108 | 1.5 | LB
6226 | Cover,Pump Access/36"Dia/2V2D/10'Stack | EA | 150.5 | 53514028992 | 2 | LB
6261 | Cordage Cond&Sls/HT/20'/16-3 Sow-A/Non | EA | 821 | 53514029418 | 4 | LB
6281 | Cordage Cond&Sls/HT/10'/16-3 Sow-A/Non | EA | 430 | 53514029807 | 2.1 | LB
6282 | Conduit-Mach 10' "HT" | EA | 218 | 53514029784 | 0.8 | LB
6284 | Cord Term&Seal 230V/25'/14-3 SO/1Ph/Nona | EA | 268 | 53514029814 | 4.4 | LB
6285 | Cord Term&Seal 230V/25'/14-3 SO/1Ph/Auto | EA | 267.5 | 53514029821 | 4.4 | LB
6290 | Cord Term&Seal 115V/20'/14-3 SOW-A/Auto/ | EA | 174 | 53514029968 | 3.6 | LB
6291 | Cord Term&Seal 115V/20'/14-3 SOW-A/Nonau | EA | 210.5 | 53514029975 | 3.6 | LB
6294 | Cover & Cord 115/1Ph/50'/160/292 | EA | 497.5 | 53514030148 | 19.7 | LB
6296 | Bell,For 10-0202 | EA | 74 | 53514030292 | 0.5 | LB
6299 | Parts,Model 1081 W/Packing | EA | 88.5 | 53514030483 | 2.6 | LB
6301 | Seal,Cord-PF/QJ W/O Cut | EA | 5 | 53514189006 | 0.079 | LB
6302 | Seal,Foam-Clsd Cell Psa 1 X .25 X 60 | EA | 13.5 | 53514034382 | 1 | LB
6324 | Stator 575V/3Ph/1HP. | EA | 782 | 53514261108 | 8 | LB
6333 | Base-Mach "57/98" | EA | 37 | 53514030124 | 4.41 | LB
6334 | Base-Mach "1057/1098" | EA | 42.5 | 53514034399 | 4.75 | LB
6338 | Cord,230V/20'/14-3 SOW Or SOOW/15A Plug/ | EA | 111.5 | 53514346621 | 3.81 | LB
6339 | Nut,Scr,Washer Fg Basin(Welnut) | EA | 3 | 53514030001 | 0.1 | LB
6342 | Rotor & Brg 200/230/460/3P"405 | EA | 92.5 | 53514030063 | 5.25 | LB
6347 | Motor 230V/3Ph/1.5Hp/Ex Pr | EA | 5175 | 53514177898 | 30 | LB
6353 | Motor 230V/3Ph/5Hp/Ex Pr | EA | 7414.5 | 53514093846 | 231 | LB
6365 | Cover,4" Check Valve | EA | 198 | 53514030971 | 2 | LB
6366 | Flapper,4"Check Valve | EA | 331.5 | 53514030988 | 1 | LB
6367 | Seat,4" Check Valve | EA | 170.5 | 53514030995 | 1 | LB
6368 | Hinge,4" Check Valve | EA | 101 | 53514031008 | 0.25 | LB
6369 | Hinge Pin,Check Valve | EA | 30 | 53514031015 | 0.001 | LB
6370 | Plug,4" Check Valve | EA | 47.5 | 53514031022 | 0.25 | LB
6371 | Nut,Flapper-4"Check Valve | EA | 20 | 53514031039 | 0.02 | LB
6372 | Pin,Cotter-4" Check Valve | EA | 18 | 53514031046 | 0.003 | LB
6373 | Bolt,Cover Stud-4" Check Valve | EA | 20 | 53514031053 | 0.1 | LB
6374 | Nut,Cover Stud-4" Check Valve | EA | 16 | 53514031060 | 0.5 | LB
6375 | Gasket,Cover-4" Check Valve | EA | 31 | 53514031077 | 0.002 | LB
6376 | Gasket,Plug 4" Check Valve | EA | 15.5 | 53514031084 | 0.02 | LB
6377 | Washer,Flapper-4"Check Valve | EA | 19 | 53514031091 | 0.05 | LB
6401 | Washer,Lock Znstl #10 | EA | 0.5 | 53514035808 | 0.01 | LB
6402 | Washer,Lock SS .312 Id | EA | 0.5 | 53514084738 | 0.01 | LB
6404 | Washer,Lock SS .50 | EA | 1 | 53514035570 | 0.01 | LB
6405 | Screw,.375-16X1 HH S.S. Cap Screw | EA | 1.5 | 53514086756 | 0.016 | LB
6407 | Nut,Hex Znstl #10-24Nc(001822) | EA | 0.5 | 53514036874 | 0.01 | LB
6408 | Capacitor,590-708Uf/110-125Vac/(3.38"X 1 | EA | 37 | 53514180492 | 0.35 | LB
6413 | Washer,Flat 7/16Idx1"OD 3 3/32 SS | EA | 3.5 | 53514133078 | 0.026 | LB
6416 | Ring,Snap 1.041 Id Steel | EA | 2.5 | 53514084905 | 0.01 | LB
6417 | Ring,Snap 1.098 Id Steel | EA | 1 | 53514100612 | 0.02 | LB
6421 | Gasket, Casing-140 Frame | EA | 61.5 | 53514097578 | 0.2 | LB
6426 | Housing,Pump-Mach 3" Vert-Disc/Wet Pit | EA | 679.5 | 53514082895 | 48.92 | LB
6451 | Screw,.375-16 X 1.375 HH SS | EA | 1 | 53514133092 | 0.01 | LB
6454 | Washer,Imp .513Id SS | EA | 10 | 53514035587 | 0.08 | LB
6455 | Washer,Lock 3/4 SS | EA | 2 | 53514092894 | 0.04 | LB
6456 | Screw,.25-20 X .375 Soc Hd SS | EA | 1 | 53514083182 | 0.01 | LB
6460 | Plug,Pipe 1/4 SS | EA | 3 | 53514134365 | 0.02 | LB
6461 | Plug,Pipe 3/8 SS | EA | 7.5 | 53514083106 | 0.03 | LB
6462 | Key,.25 X .25 X 1.12 SS | EA | 12.5 | 53514035594 | 0.01 | LB
6463 | Screw,.5-13Nc X 1.0 Hex Hd SS | EA | 1.5 | 53514035600 | 0.08 | LB
6465 | Gasket, Sensor | EA | 6.5 | 53514035815 | 0.01 | LB
6466 | Screw,#10-24 X 1.25 Hex Steel | EA | 1 | 53514035822 | 0.01 | LB
6467 | Washer,Nylon | EA | 1 | 53514035839 | 0.001 | LB
6468 | Sensor,Moist 3.312" Lg Stl | EA | 12.5 | 53514035846 | 0.01 | LB
6470 | Ring,Snap 3.936 OD Steel | EA | 11 | 53514083144 | 1 | LB
6471 | Ring,Snap 1.387 Id Steel | EA | 5.5 | 53514083175 | 1 | LB
6472 | Clip,Motor | EA | 6.5 | 53514083113 | 0.01 | LB
6473 | Seal,Ring 5.987Id -163 Buna-N | EA | 1 | 53514042554 | 0.01 | LB
6474 | Seal,Ring 4.609Id -247 Buna-N | EA | 1 | 53514042561 | 0.01 | LB
6475 | Seal,Ring 9.984Id -274 Buna-N | EA | 3 | 53514035785 | 0.01 | LB
6476 | Seal,Ring 5.984Id -258 Buna-N | EA | 1.5 | 53514035488 | 0.01 | LB
6477 | Seal,Ring 7.984Id -266 Buna-N | EA | 2.5 | 53514035495 | 0.01 | LB
6478 | Seal,Ring 8.984Id -270 Buna-N | EA | 3 | 53514035501 | 0.01 | LB
6481 | Shim,Imp S/S 1.27Id (.015") 28Ga | EA | 4 | 53514035617 | 0.004 | LB
6483 | Wire,Sensor 16Gage 24"Lg | EA | 7.5 | 53514035853 | 0.01 | LB
6484 | Tubing,Shrink .375"Id X 1.5"Lg/Pvdf Rw-1 | EA | 2 | 53514056353 | 0.01 | LB
6486 | Shim,Imp S/S .891Id (.015") 28Ga | EA | 5 | 53514084776 | 0.01 | LB
6487 | Key,.187 X .187 X 1.12 SS | EA | 11.5 | 53514035518 | 0.01 | LB
6488 | Washer,Impeller .411 Id SS | EA | 4 | 53514035525 | 0.01 | LB
6489 | Cap,Pipe .75" NPT C.I. | EA | 20 | 53514174262 | 1 | LB
6491 | Shim,Imp S/S 1.27Id (.075") 14Ga | EA | 11 | 53514100209 | 0.01 | LB
6492 | Key,.156 X .156 X 1.000 Steel | EA | 10.5 | 53514100902 | 0.01 | LB
6495 | Jumper,Plate 18Ga | EA | 6 | 53514036898 | 0.01 | LB
6497 | Key,Stock .156X.156X12" Steel | EA | 8.5 | 53514042912 | 0.1 | LB
6499 | Gasket,Casing-180 Frame | EA | 33.5 | 53514042325 | 0.4 | LB
6500 | Seal,Shaft 1.5ID Cer/Carb(Buna-N) | EA | 54.5 | 53514035624 | 0.25 | LB
6502 | Leadwire Asm 25' 4-10Awg | EA | 525.5 | 53514040093 | 8.7 | LB
6503 | Wire Asm Sensor-25' 5-18Awg | EA | 219 | 53514040109 | 3.2 | LB
6504 | Spacer,Motor 7.44 Dia. X 1.5 W | EA | 1 | 53514042899 | 0.5 | LB
6505 | Spacer,Motor 7.44 Dia X 2.25 W | EA | 1 | 53514086817 | 0.9 | LB
6510 | Seal,Shaft 1.125 Dia Cer/Carb | EA | 46 | 53514039479 | 0.18 | LB
6522 | Housing,Bearing-Mach 180 Frame | EA | 759.5 | 53514086954 | 39 | LB
6524 | Impeller-Mach SO 8.313" Dia/180Fr/3"Sol | EA | 326.5 | 53514039561 | 17.25 | LB
6525 | Impeller-Mach SO 8.625" Dia/180Fr/3"Sol | EA | 326.5 | 53514035631 | 17.75 | LB
6527 | Impeller-Mach SO 7.000" Dia/180Fr/3"Sol | EA | 322 | 53514042318 | 15.75 | LB
6528 | Impeller-Mach SO 7.375" Dia/180Fr/3"Sol | EA | 299.5 | 53514110000 | 16 | LB
6529 | Impeller-Mach SO 7.750" Dia/180Fr/3"Sol | EA | 277 | 53514085261 | 16.25 | LB
6531 | Housing,Leadwire-Mach 180Frame | EA | 213.5 | 53514091514 | 10.5 | LB
6545 | Motor 230V/3Ph/1Hp | EA | 348.5 | 53514042721 | 28 | LB
6550 | Housing,Bearing-Mach/Wo Moisture Sensors | EA | 279 | 53514142018 | 18.75 | LB
6552 | Retainer,Seal-Mach 140 Frame | EA | 341 | 53514122492 | 22.75 | LB
6554 | Impeller-Mach SO 5.250"Dia/140Fr/2.5"So | EA | 210.5 | 53514042714 | 7.5 | LB
6555 | Impeller-Mach SO 6.000" Dia/140Fr/2.5"So | EA | 210.5 | 53514035532 | 8 | LB
6568 | Housing,Pump-Mach/4"D/3"Solid/Wetpit | EA | 940 | 53514042387 | 84 | LB
6570 | Housing,Mtr-Mach 180 Fr | EA | 2374.5 | 53514113964 | 100 | LB
6572 | Plate,Rail Mounting-Mach 4" | EA | 449 | 53514063108 | 24 | LB
6576 | Housing,Pump-Mach 4"Dis 2.5 Sol | EA | 773 | 53514082901 | 70 | LB
6578 | Housing,Pump-Mach/6"D/3"Solid/Wetpit | EA | 1360 | 53514175535 | 81 | LB
6580 | Impeller-Mach SO 9.500" Dia/180Fr/3"Sol | EA | 609 | 53514038793 | 21 | LB
6597 | Fan,Motor 180 Frame US Motors | EA | 23 | 53514042929 | 0.08 | LB
6598 | Impeller-Mach SO 8.875" Dia/180Fr/3"Sol | EA | 609 | 53514462345 | 0 | LB
6658 | Impeller-Mach SO 9.375" Dia/180Fr/3"Sol | EA | 609 | 53514331382 | 0 | LB
6664 | Seal,Rail Disconnect 6" | EA | 229.5 | 53514038083 | 0.5 | LB
6665 | Guide Rail Asm-Upper 6" S.S. | EA | 912 | 53514042493 | 9.58 | LB
6670 | Plate,Mounting-Mach 6"Dis/Cast Iron | EA | 527.5 | 53514299125 | 55 | LB
6698 | Screw,.75-10 X 2.25 HH SS | EA | 9 | 53514134242 | 0.37 | LB
6701 | Screw,.312 X .5" Lg Soc Hd Black Ox | EA | 1 | 53514083120 | 0.02 | LB
6702 | Washer,Flat #10 Stl | EA | 1 | 53514035860 | 0.01 | LB
6703 | Bearing,Radial 6201 | EA | 4 | 53514035549 | 0.082 | LB
6704 | Bearing,Radial 6205 | EA | 7.5 | 53514084929 | 0.282 | LB
6705 | Bearing,Radial 6206 | EA | 14.5 | 53514035556 | 3 | LB
6706 | Bearing,Radial 5308 | EA | 171 | 53514035792 | 2.32 | LB
6709 | Capacitor,460-552Uf/125V/(3.38"Lg X 1.44 | EA | 30 | 53514038731 | 0.25 | LB
6711 | Relay,Current | EA | 183 | 53514164096 | 0.4 | LB
6735 | PPL,Sensor-Moisture 3Hp-10Hp | EA | 609 | 53514424480 | 0 | LB
6738 | Impeller-Mach SO 9.250" Dia/180Fr/3"Sol | EA | 609 | 53514449513 | 0 | LB
6742 | Impeller-Mach SO 9.125" Dia/180Fr/3"Sol | EA | 609 | 53514130367 | 21.5 | LB
6746 | Housing,Mtr-Mach 140 Fr (Rev) | EA | 1180 | 53514118761 | 55 | LB
6747 | Stator 230/460/3Ph/1750/7.5"Fr/2.50"Stac | EA | 1984 | 53514097653 | 32 | LB
6748 | Stator 230/460V/3Ph/1750/7.5"Fr/3.25"Sta | EA | 2280 | 53514147297 | 42 | LB
6749 | Stator 230/460/3Ph/1750/7.5"Fr/4.75"Stac | EA | 1889 | 53514103286 | 58 | LB
6750 | Stator 230/460/3Ph/1750/7.5"Fr/5.00"Stac | EA | 2129 | 53514144920 | 62 | LB
6753 | Stator 200V/3Ph/1750/7.5"Fr/2.50"Stack | EA | 1293.5 | 53514095666 | 32 | LB
6754 | Stator 200V/3Ph/1750/7.5"Fr/3.25"Stack | EA | 1839 | 53514167059 | 42 | LB
6755 | Stator 200V/3Ph/1750/7.5"Fr/4.75"Stack | EA | 1371.5 | 53514336097 | 59 | LB
6757 | Spacer,Motor 7.44 Dia X 2.00 W | EA | 63 | 53514160883 | 0.8 | LB
6759 | Spacer,Motor 7.44 Dia X 3.75 W | EA | 21.5 | 53514167066 | 1.5 | LB
6762 | Impeller-Mach SO 6.375" Dia/140Fr/2.5"So | EA | 306.5 | 53514123727 | 5.375 | LB
6763 | Impeller-Mach SO 6.250" Dia/140Fr/2.5"So | EA | 210.5 | 53514139377 | 8.1 | LB
6764 | Impeller-Mach SO 6.125" Dia/140Fr/2.5"So | EA | 210.5 | 53514137472 | 8 | LB
6767 | Impeller-Mach SO 5.750" Dia/140Fr/2.5"So | EA | 210.5 | 53514127343 | 6.14 | LB
6768 | Impeller-Mach SO 5.625" Dia/140Fr/2.5"So | EA | 210.5 | 53514293680 | 7.5 | LB
6770 | Impeller-Mach SO 5.500" Dia/140Fr/2.5"So | EA | 210.5 | 53514135089 | 7.5 | LB
6771 | Impeller-Mach SO 5.375" Dia/140Fr/2.5"So | EA | 210.5 | 53514100827 | 7.3 | LB
6773 | Impeller-Mach SO 5.125" Dia/140Fr/2.5"So | EA | 210.5 | 53514135188 | 7.3 | LB
6774 | Impeller-Mach SO 5.000" Dia/140Fr/2.5"So | EA | 210.5 | 53514170226 | 7 | LB
6775 | Impeller-Mach SO 4.875" Dia/140Fr/2.5"So | EA | 210.5 | 53514140847 | 7 | LB
6776 | Impeller-Mach SO 4.750" Dia/140Fr/2.5"So | EA | 210.5 | 53514097561 | 6.9 | LB
6778 | Impeller-Mach SO 4.500" Dia/140Fr/2.5"So | EA | 210.5 | 53514106829 | 6.8 | LB
6779 | Impeller-Mach SO 6.000" Dia/180Fr/3"Sol | EA | 382.5 | 53514043407 | 15.5 | LB
6781 | Impeller-Mach SO 6.250" Dia/180Fr/3"Sol | EA | 367.5 | 53514471132 | 15.75 | LB
6785 | Impeller-Mach SO 6.750" Dia/180Fr/3"Sol | EA | 337 | 53514453909 | 15.75 | LB
6786 | Impeller-Mach SO 6.875" Dia/180Fr/3"Sol | EA | 329.5 | 53514082321 | 15.75 | LB
6787 | Impeller-Mach SO 7.125" Dia/180Fr/3"Sol | EA | 314.5 | 53514420208 | 16 | LB
6788 | Impeller-Mach SO 7.250" Dia/180Fr/3"Sol | EA | 307 | 53514136734 | 16.2 | LB
6789 | Impeller-Mach SO 7.500" Dia/180Fr/3"Sol | EA | 292 | 53514306458 | 16.5 | LB
6790 | Impeller-Mach SO 7.625" Dia//180Fr/3"Sol | EA | 284.5 | 53514247812 | 16.5 | LB
6791 | Impeller-Mach SO 7.875" Dia/180Fr/3"Sol | EA | 326.5 | 53514123550 | 17.5 | LB
6792 | Impeller-Mach SO 8.000" Dia/180Fr/3"Sol | EA | 326.5 | 53514129194 | 17.5 | LB
6793 | Impeller-Mach SO 8.125" Dia/180Fr/3"Sol | EA | 326.5 | 53514363055 | 17.5 | LB
6794 | Impeller-Mach SO 8.250" Dia/180Fr/3"Sol | EA | 326.5 | 53514331399 | 17.75 | LB
6798 | Impeller-Mach SO 6.500" Dia/140Fr/2.5"So | EA | 210.5 | 53514100605 | 16.75 | LB
6815 | Hardware Pak,"PF&QJ" Poly | EA | 52.5 | 53514030773 | 2 | LB
6817 | Valve,Unicheck-Plastic/2" PF/QJ | EA | 93 | 53514067632 | 1.6 | LB
6841 | Key,Woodruff #404/Carbon Steel | EA | 1 | 53514032661 | 0.01 | LB
6846 | Nut,7/16-20 SS Hex | EA | 1 | 53514032678 | 0.03 | LB
6847 | Washer,7/16 Std Flat SS | EA | 0.5 | 53514032685 | 0.01 | LB
6903 | Cord Term&Seal 230V/35'/14-3 SO/1Ph/Nona | EA | 331.5 | 53514030780 | 6.1 | LB
6916 | Overload For 10-0216 | EA | 206.5 | 53514031466 | 1 | LB
6917 | Cord Term&Seal 230V/50'/14-3 SO/1Ph/Nona | EA | 373.5 | 53514031718 | 8.6 | LB
6918 | Parts,Model 82 W/Packing | EA | 136.5 | 53514031800 | 8.01 | LB
6919 | Cordage Cond&Sls/HT/13'/16-3 Sow-A/Non | EA | 582.5 | 53514031817 | 2.7 | LB
6920 | Cord Term&Seal 230V/50'/16-4 SOW-A/3Ph/N | EA | 238 | 53514031824 | 4 | LB
6923 | Seal,Cord-Asm | EA | 12 | 53514031893 | 0.2 | LB
6925 | Cord Term&Seal 115V/ 9'/16-3 SJOW-A/Auto | EA | 48.5 | 53514031916 | 0.86 | LB
6926 | Cord Term&Seal 115V/15'/16-3 SJOW-A/Auto | EA | 94 | 53514031923 | 1.5 | LB
6927 | Cord Term&Seal 115V/ 9'/16-3 SJOW-A/Drai | EA | 53 | 53514031930 | 0.9 | LB
6929 | Cord Term&Seal 200V/10'/16-3 SOW-A/Auto | EA | 59.5 | 53514031954 | 1.8 | LB
6930 | Cord Term&Seal 200V/10'/16-3 SOW-A | EA | 59 | 53514032067 | 1.8 | LB
6931 | Case Switch & Cord 200V/1Ph/"284" | EA | 291 | 53514032074 | 13.1 | LB
6932 | Case Switch & Cord 200V/1Ph/"282" | EA | 285.5 | 53514032081 | 13.1 | LB
6933 | Rotor & Brg 200-208V/1Ph | EA | 189 | 53514032098 | 4.5 | LB
6934 | Cord Term&Seal 200V/15'/16-3 SOW-A/Na/"2 | EA | 74 | 53514032104 | 2.7 | LB
6938 | Cover & Cord 200V/1Ph "284" | EA | 249 | 53514032111 | 13.8 | LB
6947 | Rotor & Brg 200/230V/1Ph "405" | EA | 213 | 53514032692 | 5.25 | LB
6948 | Rotor & Brg 200/230/460/575V/3Ph/"405" | EA | 213 | 53514032708 | 5.3 | LB
6949 | Rebuild Kit "98/1098" | EA | 101.5 | 53514032715 | 4 | LB
6961 | Plate,Rail Mounting-Mach Brass 4" | EA | 1483 | 53514130497 | 30 | LB
6964 | Bracket,Guide-Rail Brass | EA | 774 | 53514178826 | 1.4 | LB
6975 | Key,.375 X .375 X1.12 SS | EA | 14.5 | 53514088033 | 0.01 | LB
6976 | Washer,1.75 X .687 X .167 SS | EA | 8 | 53514088026 | 0.08 | LB
6977 | Spacer,Imp SS 1.458 Id .763 Thk | EA | 48.5 | 53514190620 | 0.01 | LB
6978 | Shim,Imp S/S 1.458 Id (.015") 28Ga | EA | 17 | 53514190637 | 0.001 | LB
6979 | Shim,Imp S/S 1.458 Id (.030") 22Ga | EA | 13 | 53514190644 | 0.001 | LB
6980 | Screw,.625-11 X 1.25 HH SS | EA | 4 | 53514088040 | 0.17 | LB
6983 | Impeller-Mach SO 8.500" Dia/210Fr/3"SOl | EA | 319 | 53514401191 | 0 | LB
6989 | Impeller-Mach SO 8.000" Dia/210Fr/3"SOl | EA | 319 | 53514416348 | 0 | LB
6992 | Shim,Imp S/S .89Id (.030") 22Ga | EA | 9.5 | 53514102616 | 0.01 | LB
7020 | Seal,Shaft 1.125 Id Tc-Carb/(Buna-N) | EA | 514 | 53514042660 | 0.25 | LB
7023 | Seal,Shaft 1.50 Id SC-SC (Buna-N) | EA | 238 | 53514084936 | 0.26 | LB
7024 | Seal,Shaft 1.50 Id Tc-Carb/(Buna-N) | EA | 154.5 | 53514102029 | 0.25 | LB
7026 | Seal,Shaft 1.50 Id Tc-Carb/(Viton) | EA | 1346.5 | 53514059552 | 0.26 | LB
7027 | Seal,Shaft 1.500 Id Cer-Carb/(Viton) | EA | 136.5 | 53514103484 | 0.25 | LB
7030 | Wire Asm Sensor-50' 5-18Awg | EA | 369.5 | 53514036294 | 6.7 | LB
7031 | Leadwire Asm 50' 4-10Awg | EA | 588.5 | 53514036300 | 17.9 | LB
7051 | Oil,Dielectric-(30.5 Oz) | EA | 40.5 | 53514032739 | 1.9 | LB
7061 | Impeller Asm 3Ph "284" | EA | 110.5 | 53514032845 | 3.5 | LB
7062 | Rotor & Brg Asm230/460/3Ph/.5Hp/GE | EA | 194 | 53514032852 | 5 | LB
7063 | Impeller Asm 3Ph "282" | EA | 88 | 53514032869 | 2.5 | LB
7070 | Alarm For 10-0201 | EA | 50.5 | 53514032999 | 1 | LB
7071 | Cord Term&Seal 200V/15'/16-3 SOW-A/Nonau | EA | 72.5 | 53514033002 | 2.7 | LB
7072 | Parts,Model 1083 W/Packing | EA | 301 | 53514033019 | 15 | LB
7073 | Cover & Cordage 200V/1Ph 282 | EA | 292 | 53514033026 | 13.6 | LB
7075 | Carton Asm "53" WWG | EA | 4 | 53514033286 | 1 | LB
7086 | Overload 10-0218 | EA | 237 | 53514035310 | 1 | LB
7087 | Case & Switch HT "3098" | EA | 92 | 53514035327 | 5.7 | LB
7088 | Case Handle & Arm HT/"3098" | EA | 66 | 53514035334 | 5.6 | LB
7089 | Switch Asm "3098" | EA | 26.5 | 53514035341 | 0.2 | LB
7091 | Cordage & Term/HT/3'/16-4 SOW-SOOW/Auto/ | EA | 25.5 | 53514035365 | 0.5 | LB
7092 | Housing,Mtr-& Term Asm "3098" | EA | 69.5 | 53514035372 | 7 | LB
7093 | Capacitor Asm 10Uf 250V/"3098" | EA | 24.5 | 53514035389 | 0.4 | LB
7094 | Cordage & Term/HT/6'/16-4 SOW or SOOW/N | EA | 36 | 53514035396 | 1.1 | LB
7096 | Rebuild Kit M&D "3098"/(8/91-9/94) | EA | 550 | 53514035419 | 5 | LB
7126 | Ring,Snap 1.735 Id | EA | 6 | 53514092870 | 0.17 | LB
7127 | Seal,Ring 15.475Id -460 Buna-N | EA | 39 | 53514092856 | 0.02 | LB
7128 | Seal,Ring 14.984Id -281 Buna-N | EA | 52 | 53514092887 | 0.02 | LB
7129 | Seal,Ring 6.975Id -365 Buna-N | EA | 17 | 53514113841 | 0.02 | LB
7130 | Connector,Wirenut | EA | 23.5 | 53514134372 | 0.033 | LB
7131 | Seal,Shaft 1.875 Id Cer/Carb | EA | 169 | 53514045418 | 0.001 | LB
7132 | Washer,Lock SS .440 | EA | 0.5 | 53514174569 | 0.01 | LB
7133 | Nipple,Pipe 2" X 3"Black | EA | 11.5 | 53514445157 | 0 | LB
7136 | Housing,Pump-Mach 6"Disc/4"Sol/Wetpit | EA | 4328 | 53514136529 | 185 | LB
7139 | Impeller-Mach Vtx 6.875"Dia/180Fr/3.0"So | EA | 396.5 | 53514292157 | 0 | LB
7155 | Clamp,Cap Lead-Mach 250 Frame | EA | 131.5 | 53514037529 | 2.25 | LB
7156 | Washer,Flat 1.5 Idx2.25 OD SS | EA | 36.5 | 53514037536 | 0.01 | LB
7157 | Ring,Lock 1.09 Id Neoprene 75-85 Duro | EA | 62 | 53514037543 | 0.01 | LB
7158 | Clamp,Lead 250 Frame | EA | 319 | 53514037550 | 2.25 | LB
7169 | Seal,U-Cup 250 Frame 7.0" X .3125 Buna-N | EA | 25.5 | 53514037567 | 1 | LB
7186 | Screw,.25-20 X 1" L Flat Hex SS | EA | 0.5 | 53514083151 | 0.02 | LB
7189 | Terminal,Ring(#10Stud&18-14Ga) WW | EA | 0.5 | 53514250195 | 0.01 | LB
7190 | Sensor,Thermo Asm 125C | EA | 107.5 | 53514093006 | 0.1 | LB
7191 | Sensor,Thermo Asm 145C | EA | 105.5 | 53514042882 | 0.1 | LB
7200 | Screw,Stator #10-24 X 5.125"/Rd Hd/Sl/Zn | EA | 9 | 53514118778 | 0.02 | LB
7201 | Screw,Stator #10-24 X 3.375"/Rd Hd/Sl/Zn | EA | 9 | 53514359737 | 0.02 | LB
7202 | Screw,Stator #10-24 X 5.875"/Rd Hd/Zn Pl | EA | 9 | 53514080617 | 0.02 | LB
7205 | Tubing,Shrink .50"Id X 1.5"Lg/Pvdf Rw-17 | EA | 3 | 53514056360 | 0.01 | LB
7212 | Plate,Mounting-Mach 6"Rail Sys | EA | 64.5 | 53514038090 | 75 | LB
7222 | Impeller-Mach Vtx 7.375"Dia/180Fr/3.0"So | EA | 396.5 | 53514175245 | 12 | LB
7224 | Nut,Lock Conduit .5"NPT Plastic | EA | 2 | 53514085513 | 0.01 | LB
7226 | Impeller-Mach Cl 9.000" Dia/6"Dis/4"Sol/ | EA | 448.5 | 53514038205 | 26 | LB
7228 | Seal,U-Cup 250 Frame 6.125" X .3125 Buna | EA | 20.5 | 53514038212 | 1 | LB
7233 | Impeller-Mach Vtx 7.625"Dia/180Fr/3.0"So | EA | 396.5 | 53514133788 | 12 | LB
7244 | Impeller-Mach Br 6.500" Dia/SO/140Fr/2.5 | EA | 1023 | 53514308537 | 0 | LB
7252 | Impeller-Mach Br 5.750" Dia/SO/140Fr/2.5 | EA | 1023 | 53514128746 | 10.5 | LB
7253 | Impeller-Mach Br 5.625" Dia/SO/140Fr/2.5 | EA | 1023 | 53514208806 | 10.5 | LB
7258 | Impeller-Mach Br 5.250" Dia/SO/140Fr/2.5 | EA | 1023 | 53514253639 | 0 | LB
7259 | Impeller-Mach Br 5.125" Dia/SO/140Fr/2.5 | EA | 1023 | 53514368432 | 0 | LB
7261 | Impeller-Mach Br 4.875" Dia/SO/140Fr/2.5 | EA | 1023 | 53514159245 | 10 | LB
7262 | Impeller-Mach Br 4.750" Dia/SO/140Fr/2.5 | EA | 944.5 | 53514349011 | 0 | LB
7264 | Impeller-Mach Br 4.500" Dia/SO/140Fr/2.5 | EA | 1023 | 53514248512 | 9.5 | LB
7267 | Impeller-Mach SO 10.125"Dia/210Fr/3"Sol | EA | 627.5 | 53514312664 | 0 | LB
7271 | Impeller-Mach SO 9.625" Dia/210Fr/3"Sol | EA | 627.5 | 53514105679 | 27 | LB
7277 | Wire Asm Moisture Sensor180F | EA | 47.5 | 53514129019 | 0.01 | LB
7280 | Impeller-Mach Vtx 8.125"Dia/180Fr/3.0"So | EA | 396.5 | 53514387945 | 0 | LB
7281 | Plug,Oil 3/4"NPT Galv | EA | 2 | 53514083090 | 0.18 | LB
7303 | Impeller-Mach Cl 10.000"Dia/6"Dis/4"Sol/ | EA | 468.5 | 53514113858 | 27 | LB
7319 | Impeller-Mach Cl 9.500" Dia/6"Dis/4"Sol/ | EA | 448.5 | 53514327866 | 0 | LB
7387 | Key,Stock Raw .187X.187 S/S | EA | 17 | 53514039691 | 0.01 | LB
7391 | Screw,.5-13 X1.50 Lg. H.H./S.S. | EA | 2 | 53514187491 | 0.01 | LB
7392 | Plug,Pipe 2"NPT Sq Hd/304SS | EA | 45 | 53514135195 | 2 | LB
7393 | Impeller-Mach Vtx 8.250"Dia/180Fr/3.0"So | EA | 396.5 | 53514153120 | 12.5 | LB
7394 | Housing,Mtr 250 Frame | EA | 8719 | 53514141493 | 52.7 | LB
7395 | Housing,Bearing-Mach 250Frame | EA | 2515 | 53514252571 | 112 | LB
7400 | Screw,7/16-14Unc X 1.25" Lg Hex Hd S.S. | EA | 2.5 | 53514174552 | 0.07 | LB
7403 | Gasket,Pump Hsg. 250 Frame | EA | 64.5 | 53514225551 | 0 | LB
7406 | Cap,Pipe 2.0" NPT C.I./11 1/2 Thrds Per | EA | 54.5 | 53514445164 | 0 | LB
7408 | Key,.4375X.4375X1.75" SS | EA | 17.5 | 53514134389 | 0.01 | LB
7410 | Washer,Flat.813"Idx2.5"OD X.16 | EA | 52.5 | 53514041939 | 0.15 | LB
7415 | Bearing,Radial 5312 | EA | 491 | 53514092863 | 6.72 | LB
7416 | Impeller-Mach Vtx 8.375"Dia/180Fr/3.0"So | EA | 396.5 | 53514286484 | 0 | LB
7418 | Impeller-Mach Vtx 8.500"Dia/180Fr/3.0"So | EA | 396.5 | 53514463816 | 0 | LB
7420 | Housing,Leadwire-Mach 250 Frame | EA | 814 | 53514252595 | 10 | LB
7424 | Leadwire Asm 25' #2-4 Awg | EA | 4445.5 | 53514056322 | 41 | LB
7431 | Motor 460V/3Ph/30Hp | EA | 3852 | 53514113865 | 356 | LB
7434 | Screw,.75-16 Unf X 1.38" Lg Hexhead S.S. | EA | 14 | 53514126063 | 2 | LB
7440 | Seal,Shaft 1.875 Id TC-TC/(Buna-N) | EA | 836.5 | 53514103606 | 0.5 | LB
7441 | Leadwire Asm 50' #2-4 Awg | EA | 7803 | 53514056339 | 82 | LB
7445 | Housing,Pump-Mach 4"Dis.3"Solid Wet Pit | EA | 997.5 | 53514124786 | 61 | LB
7453 | Relay,Universal Supco | EA | 94.5 | 53514107727 | 1 | LB
7454 | Leadwire Asm 75' #4-10 Awg | EA | 848.5 | 53514114688 | 27.3 | LB
7455 | Wire Asm Sensor-75' 5-18Awg | EA | 523 | 53514114695 | 10.1 | LB
7463 | Impeller-Mach Vtx 9.000"Dia/180Fr/3.0"So | EA | 396.5 | 53514185879 | 12.75 | LB
7464 | Impeller-Mach Vtx 9.125"Dia/180Fr/3.0"So | EA | 396.5 | 53514294151 | 13 | LB
7466 | Impeller-Mach Vtx 9.375"Dia/180Fr/3.0"So | EA | 396.5 | 53514333461 | 0 | LB
7467 | Impeller-Mach Vtx 9.500"Dia/180Fr/3.0"So | EA | 396.5 | 53514445331 | 0 | LB
7471 | Impeller-Mach Vtx 10.000Dia/180Fr/3.0"So | EA | 396.5 | 53514206277 | 12 | LB
7473 | Impeller-Mach Vtx 10.250Dia/180Fr/3.0"So | EA | 396.5 | 53514269265 | 0 | LB
7475 | Impeller-Mach Vtx 10.500Dia/180Fr/3.0"So | EA | 396.5 | 53514131579 | 13 | LB
7490 | Impeller-Mach SO 8.625" Dia/Br/180Fr/3"S | EA | 722.5 | 53514039707 | 0 | LB
7494 | Impeller-Mach SO 8.313" Dia/Br/180Fr/3"S | EA | 722.5 | 53514039745 | 0 | LB
7499 | Nipple,Pipe .75Npt X 2.5"Black | EA | 1.5 | 53514142025 | 0.216 | LB
7502 | Plug,Square Head 3"NPT Black Iron | EA | 42 | 53514290757 | 0 | LB
7503 | Screw,.625-11 X 2" Lg HH Zinc Pl. | EA | 3.5 | 53514290771 | 0.22 | LB
7504 | Gasket,Flange 4" | EA | 14.5 | 53514191269 | 1 | LB
7506 | Retainer,Seal-Mach 250Frame | EA | 631.5 | 53514039912 | 13 | LB
7510 | Housing,Pump-Mach 4"Dis/3"Solids/Dry Pit | EA | 1723 | 53514040758 | 84 | LB
7511 | Plate,Mounting Asm 6"Rail Sys | EA | 495 | 53514044527 | 80 | LB
7530 | Connector,Chain S.S. | EA | 244.5 | 53514040116 | 1 | LB
7549 | Cable,Lifting/SS/10'Lg/.25"Dia | EA | 238 | 53514040277 | 4 | LB
7551 | Cable,Lifting/SS/15'Lg/.25"Dia | EA | 261.5 | 53514040291 | 3 | LB
7554 | Impeller-Mach Cl 8.750" Dia/6"Dis/4"Sol/ | EA | 1316 | 53514040192 | 26 | LB
7561 | Impeller-Mach Vtx 8.250"Dia/Br/180Fr/3.0 | EA | 866.5 | 53514190392 | 17.1 | LB
7576 | Capacitor,30Uf/440Vac/(Size 3.75" X 1.75 | EA | 56.5 | 53514130862 | 0.5 | LB
7577 | Rotor 230V/1Ph/1750/7.5"Fr/4.00"Stack | EA | 650.5 | 53514170066 | 26 | LB
7579 | Rotor 200/230/460/575V/3P/1750/7.5"Fr/2. | EA | 485 | 53514177041 | 19 | LB
7580 | Rotor 200/230/460/575V/3P/1750/7.5"Fr/3. | EA | 521.5 | 53514110017 | 23 | LB
7581 | Rotor 200/230/460/575V/3P/1750/7.5"Fr/4. | EA | 592.5 | 53514086800 | 30 | LB
7582 | Rotor 200/230/460/575V/3P/1750/7.5"Fr/5. | EA | 1059.5 | 53514126018 | 31 | LB
7589 | Seal,Ring 8.234Id -267 Buna-N | EA | 3 | 53514098599 | 0.01 | LB
7597 | Capacitor,324-389Uf/110-125Vac/(2.75"L | EA | 23 | 53514135799 | 0.25 | LB
7605 | Hardware Pak,18"Dia/3V3D/10'T/Poly/(For | EA | 85 | 53514035747 | 2 | LB
7606 | Hub,Inlet-DWV 2" | EA | 74.5 | 53514035778 | 2 | LB
7607 | Flange,Disch 2" Slip Bolt-On/Plastic | EA | 35 | 53514035945 | 0.14 | LB
7608 | Flange,Vent 2" Thd (Jackel)/Plastic | EA | 46.5 | 53514035952 | 0.18 | LB
7610 | Seal,2-3"V/3D Sq Ring (Jackel) | EA | 5.5 | 53514035976 | 0.5 | LB
7611 | Flange,Disch 3" Slip Bolt-On/Plastic | EA | 41.5 | 53514035983 | 0.14 | LB
7613 | Seal,2"Disch Sq Ring (Jackel) | EA | 3.5 | 53514036003 | 0.01 | LB
7640 | Seal&FLG-Disch 1.5" Thrd(Jackel)/Plastic | EA | 13 | 53514036669 | 1 | LB
7642 | Capacitor,10Uf/250Vac/"98" | EA | 56.5 | 53514037031 | 0.14 | LB
7644 | Cord Term&Seal 230V/50'/14-3 SO/1Ph/Auto | EA | 372.5 | 53514036959 | 8.7 | LB
7650 | Wire Asm-F (1)Wire Black 6"Lg | EA | 2.5 | 53514037215 | 0.01 | LB
7657 | Alarm,Bell/4X Waterguard | EA | 182 | 53514037338 | 0.5 | LB
7669 | Flange,Disch 1.5" Slip W/Adapter & Seal/ | EA | 45 | 53514037741 | 1 | LB
7671 | Impeller Asm "405" (Keyed) | EA | 125 | 53514037840 | 5 | LB
7680 | Seal,Cord 16-2 Fs/Insp Plate | EA | 25 | 53514037895 | 0.1 | LB
7681 | Cover & Cord Asm 460V/3Ph/16Ga | EA | 330 | 53514037925 | 12.6 | LB
7682 | Impeller Asm 3Ph "161" | EA | 190 | 53514037932 | 1.8 | LB
7683 | Rotor &Brg200/230/460/3P/.75Hp | EA | 199 | 53514037949 | 1.8 | LB
7687 | Carton Asm "98" | EA | 8 | 53514039486 | 0.42 | LB
7688 | Fuse For 10-0110 | EA | 39.5 | 53514038052 | 0.001 | LB
7693 | Cord Term&Seal 200V/16-3 Korean/13'6"/Au | EA | 54 | 53514038113 | 1.6 | LB
7694 | Cord Term&Seal 200V/16-3 Korean/13'6"/Au | EA | 54 | 53514038120 | 1.6 | LB
7718 | Impeller-Mach "112" | EA | 150.5 | 53514112080 | 2.7 | LB
7725 | Hardware Pak,"Pd/Dp" | EA | 22 | 53514041250 | 2 | LB
7726 | Washer,.219"Idx.500"ODx.049 Zi | EA | 0.5 | 53514087005 | 0.1 | LB
7729 | Fitting,Pvc 1.5" NPT X 2"Slip Reducer/Sc | EA | 13 | 53514154738 | 0.35 | LB
7735 | Disc,Cutter- S.S. | EA | 145.5 | 53514214920 | 1.345 | LB
7736 | Cutter,S.S./Grinder/5 Blade | EA | 156.5 | 53514336820 | 1.38 | LB
7751 | Bracket,Mtg-M Pak | EA | 166 | 53514037413 | 0.2 | LB
7757 | Plate,Seal-Mach."841" | EA | 80 | 53514087012 | 4.78 | LB
7758 | Impeller-Mach "840/7011"/Br | EA | 506.5 | 53514060015 | 4.425 | LB
7761 | Screw,#10-24 X .875-Flt Sh Cap SS. | EA | 0.5 | 53514081805 | 0.01 | LB
7762 | Adapter-Mach "840" (Myers) | EA | 70 | 53514085537 | 2.8 | LB
7763 | Seal Asm,Shaft "840" | EA | 42 | 53514056254 | 0.1 | LB
7765 | Bearing,Radial 7306B | EA | 42 | 53514084769 | 0.84 | LB
7767 | Seal,Shaft Carbon/Rotary/"840" | EA | 21 | 53514235345 | 0.01 | LB
7768 | Screw,.25-20 X .75"Sh Cap SS. | EA | 0.5 | 53514081799 | 0.01 | LB
7769 | Ring,Snap-5100-100 Truarc | EA | 1.5 | 53514087029 | 0.01 | LB
7770 | Sensor,Moisture Asm "840/6840" | EA | 24 | 53514082246 | 0.01 | LB
7771 | Seal,Sq-Ring Adapter 840 | EA | 3 | 53514069681 | 0.01 | LB
7772 | Seal,Sq-Ring Seal Plate "840" | EA | 2 | 53514069698 | 0.01 | LB
7773 | Seal,Sq-Ring Cover "840" | EA | 1.5 | 53514083755 | 0.01 | LB
7774 | Screw,#10-24 X .625"Sh Cap SS | EA | 0.5 | 53514087036 | 0.01 | LB
7775 | Key,.1875X.1875X1.656 SS | EA | 9 | 53514087043 | 0.01 | LB
7783 | Fitting,Pvc 1.25"/90D Elbow/Slip X Slip/ | EA | 4.5 | 53514039639 | 0.01 | LB
7788 | Bracket Asm.-Fs Guide Rail Basin | EA | 175.5 | 53514190859 | 3.25 | LB
7790 | Screw,.25-20 X 1" Hhm-S.S. | EA | 0.5 | 53514087050 | 0.02 | LB
7792 | Seal Pak,S18" Dia 3V/1.5D Radon | EA | 43.5 | 53514073404 | 2 | LB
7793 | Seal Pak,S18"Dia 4V/1.5D Radon | EA | 43.5 | 53514061210 | 2 | LB
7797 | Switch,Mf-6' W/Terminal "510" | EA | 71 | 53514039646 | 0.88 | LB
7798 | Mounting Asm,Pump-"510" | EA | 17.5 | 53514039868 | 1 | LB
7802 | Case & Switch HT | EA | 98 | 53514038274 | 5.7 | LB
7805 | Paint,Green High Solid | EA | 111 | 53514089030 | 10 | LB
7807 | Paint,Black Pint Can Highsolid | EA | 20.5 | 53514039394 | 1 | LB
7810 | Motor Starter Relay (10-0050) | EA | 456 | 53514038489 | 1 | LB
7815 | Cable,S.S./.25"Dia X 15'/With S.S. Hook | EA | 489.5 | 53514038595 | 4 | LB
7816 | Holder,Cable S.S./Flt Sw | EA | 185.5 | 53514038618 | 2 | LB
7818 | Hub & Seal-Ci/6"/Curved/For 24"-72" Dia | EA | 174 | 53514038632 | 10 | LB
7848 | Clip,Tether Fs PF/QJ | EA | 2 | 53514039530 | 0.01 | LB
7856 | Hanger,Mounting"510"Control Box/Plastic | EA | 2 | 53514039875 | 1 | LB
7864 | Tie,Cable-Nylon | EA | 0.5 | 53514039837 | 0.001 | LB
7885 | Overload For 10-0272 | EA | 155 | 53514041106 | 2 | LB
7886 | Overload For 10-0273 | EA | 155 | 53514041113 | 2 | LB
7887 | Overload For 10-0274 | EA | 155 | 53514041120 | 2 | LB
7888 | Overload For 10-0275 | EA | 155 | 53514041137 | 2 | LB
7889 | Overload For 10-0276 | EA | 155 | 53514041144 | 2 | LB
7890 | Overload For 10-0277 | EA | 155 | 53514041151 | 2 | LB
7891 | Overload For 10-0278 | EA | 155 | 53514041168 | 2 | LB
7892 | Overload For 10-0279 | EA | 155 | 53514041175 | 2 | LB
7894 | Contactor,25Amp Max/T&O | EA | 841.5 | 53514041182 | 2 | LB
7897 | Hose & Clamp 2" Asm | EA | 21.5 | 53514054069 | 1 | LB
7907 | Housing,Mtr-&Str 220/1Ph "267"Emd | EA | 256 | 53514039899 | 16.1 | LB
7911 | Cord Term&Seal 230V/20'/14-3 SOW-A/Nonau | EA | 198.5 | 53514040000 | 3.6 | LB
7913 | Cord Term&Seal 115V/20'/14-3 SOW-A/Nonau | EA | 187 | 53514040055 | 3.6 | LB
7914 | Cover & Cord 115V/1Ph/Na "292" | EA | 298.5 | 53514040062 | 14.6 | LB
7917 | M53 115V/1Ph/cCSAus/(105 Dp) | EA | 310 | 53514040550 | 22 | LB
7918 | M55 115V/1Ph/cCSAus/(110Drain Pump) | EA | 2010 | 53514059156 | 24 | LB
7919 | M57 115V/1Ph/cCSAus/(115 Dp) | EA | 340 | 53514043001 | 27 | LB
7920 | M59 115V/1Ph/cCSAus/(120 Drain Pump) | EA | 2675 | 53514059163 | 30 | LB
7921 | M98 115V/1Ph/cCSAus/(131 Drain Pump) | EA | 470 | 53514059170 | 39 | LB
7922 | Overload For 10-0242 | EA | 191 | 53514040796 | 1 | LB
7942 | Fuse,Lpsrk 15 | EA | 29.5 | 53514041557 | 0.2 | LB
7945 | Fuse,Lpj 6Sp | EA | 34.5 | 53514041564 | 0.01 | LB
7946 | Fuse,Lpj 3Sp | EA | 34.5 | 53514041571 | 0.01 | LB
7947 | Reducer,Bussmann 216R | EA | 42 | 53514041588 | 0.2 | LB
7950 | Transformer,Control Panel/Waterguard 208 | EA | 337.5 | 53514041632 | 2 | LB
7951 | Stator 115V/1Ph GE Unmachined | EA | 98 | 53514041670 | 3.6 | LB
7952 | Stator 230V/1Ph Unmachined "50 | EA | 136.5 | 53514041687 | 4.1 | LB
7978 | Rotor & Brg 115/230V "282" GE | EA | 107.5 | 53514042196 | 4 | LB
7980 | Rebuild Kit "280" (1/93 Thru Current) | EA | 181.5 | 53514042219 | 7 | LB
7987 | Switch,Mech Flt/SPB/230V/15'Cd/13Amp/1Hp | EA | 118.5 | 53514293215 | 1.68 | LB
7988 | Seal,Cord-Asm ED 130/260 | EA | 16 | 53514042257 | 0.2 | LB
8004 | Impeller-Mach SO 6.500" Dia/140Fr/3"Sol | EA | 287.5 | 53514320010 | 0 | LB
8005 | Impeller-Mach SO 6.375" Dia/140Fr/3"Sol | EA | 287.5 | 53514356118 | 0 | LB
8006 | Impeller-Mach SO 6.250" Dia/140Fr/3"Sol | EA | 287.5 | 53514184445 | 9.6 | LB
8007 | Impeller-Mach SO 6.125" Dia/140Fr/3"Sol | EA | 287.5 | 53514381011 | 9.6 | LB
8008 | Impeller-Mach SO 6.000" Dia/140Fr/3"Sol | EA | 287.5 | 53514243647 | 9.6 | LB
8009 | Impeller-Mach SO 5.875" Dia/140Fr/3"Sol | EA | 287.5 | 53514114657 | 9.5 | LB
8011 | Impeller-Mach SO 5.625" Dia/140Fr/3"Sol | EA | 287.5 | 53514121372 | 9.4 | LB
8012 | Impeller-Mach SO 5.500" Dia/140Fr/3"Sol | EA | 287.5 | 53514112585 | 9.3 | LB
8013 | Impeller-Mach SO 5.375" Dia/140Fr/3"Sol | EA | 287.5 | 53514303310 | 9.3 | LB
8014 | Impeller-Mach SO 5.250" Dia/140Fr/3"Sol | EA | 287.5 | 53514123970 | 9.2 | LB
8016 | Impeller-Mach SO 5.Oo0" Dia/140Fr/3"Sol | EA | 287.5 | 53514453916 | 9.1 | LB
8017 | Impeller-Mach SO 4.875" Dia/140Fr/3"Sol | EA | 287.5 | 53514425760 | 9 | LB
8021 | Clamp,Lead-Machined | EA | 251 | 53514062064 | 1 | LB
8024 | Sensor,Moisture Kit (Old 6600)/140 Frame | EA | 117 | 53514045371 | 0.1 | LB
8025 | Sensor,Moisture Kit(6650-6671) 180 Frame | EA | 136.5 | 53514045388 | 0.1 | LB
8026 | Sensor,Moisture Kit 250 Frame | EA | 181 | 53514045395 | 0.1 | LB
8034 | Clamp,Lead-Mach Tapped .75"NPT Cond Conn | EA | 265 | 53514087531 | 1 | LB
8036 | Cable,Lifting/SS/25'Lg/.25"Dia | EA | 308.5 | 53514256784 | 12 | LB
8038 | Screw,#10-24 X .375" Lg Pan Hd Sltd Zinc | EA | 0.5 | 53514324841 | 0.01 | LB
8040 | Key,.25 X .25 X 1.12" Steel. | EA | 7.5 | 53514083137 | 0.02 | LB
8042 | Tubing,Shrink .75" Id X 3" Long Teflon | EA | 27 | 53514056346 | 0.01 | LB
8123 | Rotor/200-230-460-575V/3P/1750/6.25"Fr/3 | EA | 426.5 | 53514173432 | 10.8 | LB
8124 | Rotor 200-230-460-575V/3P/1750/6.25"Fr/3 | EA | 431 | 53514151454 | 11.26 | LB
8125 | Rotor 230V/1Ph/1750/6.25"Fr/3.50"Stack | EA | 522 |  |  | LB
8146 | Impeller-Mach SO 7.125" Dia/Br/180Fr/3"S | EA | 2869 | 53514133085 | 18 | LB
8148 | Impeller-Mach SO 7.375" Dia/Br/180Fr/3"S | EA | 2854 | 53514334147 | 18.2 | LB
8151 | Impeller-Mach SO 7.750" Dia/Br/180Fr/3"S | EA | 2831 | 53514102500 | 18.4 | LB
8155 | Impeller-Mach SO 5.750" Dia/180Fr/3"Sol | EA | 397.5 | 53514053772 | 17.5 | LB
8165 | Seal,Shaft 1.25 Id Cer/Carb (Buna) | EA | 45.5 | 53514103378 | 0.205 | LB
8166 | Seal,Shaft 1.25 Id TC-TC/(Buna-N) | EA | 378 | 53514103385 | 0.2 | LB
8167 | Seal,Shaft 1.25 Id TC-Carb/(Buna-N) | EA | 716 | 53514103392 | 0.2 | LB
8168 | Seal,Shaft 1.75 Id Cer/Carb (Buna) | EA | 74 | 53514103507 | 0.2 | LB
8169 | Seal,Shaft 1.75 Id TC-TC/(Buna-A) | EA | 1402.5 | 53514103514 | 0.5 | LB
8170 | Seal,Shaft 1.75 Id TC-Carb/(Buna-N) | EA | 779 | 53514103538 | 0.5 | LB
8171 | Seal,Shaft 2.00Id Cer/Carb (Buna) | EA | 426 | 53514103699 | 0.6 | LB
8172 | Seal,Shaft 2.00 Id TC-TC/(Buna-N) | EA | 1457.5 | 53514103705 | 0.6 | LB
8173 | Seal,Shaft 2.00 Id TC-Carb/(Buna-N) | EA | 847.5 | 53514103729 | 0.6 | LB
8174 | Seal,Shaft 1.125 Id Cer/Carb (Viton) | EA | 268 | 53514103323 | 0.18 | LB
8175 | Seal,Shaft 1.125 Id TC-TC/(Viton) | EA | 830 | 53514103330 | 0.18 | LB
8176 | Seal,Shaft 1.125 Id TC-Carb/(Viton) | EA | 875 | 53514103354 | 0.18 | LB
8177 | Seal,Shaft 1.25Id Cer/Carb (Viton) | EA | 392.5 | 53514103415 | 0.18 | LB
8178 | Seal,Shaft 1.25 Id TC-TC/(Viton) | EA | 1405.5 | 53514103422 | 0.2 | LB
8179 | Seal,Shaft 1.25 Id TC-Carb/(Viton) | EA | 833 | 53514103446 | 0.2 | LB
8180 | Seal,Shaft 1.50 Id TC-TC/(Viton) | EA | 1555 | 53514103491 | 0.1 | LB
8181 | Seal,Shaft 1.75 Id Cer/Carb (Viton) | EA | 473.5 | 53514103552 | 0.5 | LB
8182 | Seal,Shaft 1.75 Id TC-TC/(Viton) | EA | 1583 | 53514103569 | 0.5 | LB
8183 | Seal,Shaft 1.75 Id TC-Carb/(Viton) | EA | 959.5 | 53514103583 | 0.5 | LB
8184 | Seal,Shaft 1.875 Id Cer/Carb (Viton) | EA | 565.5 | 53514103644 | 0.5 | LB
8185 | Seal,Shaft 1.875 Id TC-TC/(Viton) | EA | 1105 | 53514103651 | 0.5 | LB
8187 | Seal,Shaft 2.00 Id Cer/Carb (Viton) | EA | 600 | 53514103743 | 0.6 | LB
8188 | Seal,Shaft 2.00 Id TC-TC/(Viton) | EA | 1725.5 | 53514103750 | 0.6 | LB
8189 | Seal,Shaft 2.00 Id TC-Carb/(Viton) | EA | 1050.5 | 53514103774 | 0.6 | LB
8190 | Capacitor,Start 216-259 Uf/220-250VAC | EA | 56 | 53514386467 | 0.2 | LB
8199 | Stator 230V/1Ph/1750/7.5"Fr/4.00"Stack | EA | 1525 | 53514288754 | 51 | LB
8200 | Stator 230V/1Ph/1750/7.5"Fr/5.00"Stack | EA | 2692 | 53514186647 | 62 | LB
8210 | Impeller-Mach Vtx 3.750"Dia/140Fr/2.5"So | EA | 242 | 53514288914 | 6.25 | LB
8211 | Impeller-Mach Vtx 4.000"Dia/140Fr/2.5"So | EA | 242 | 53514152819 | 6.5 | LB
8212 | Impeller-Mach Vtx 4.250"Dia/140Fr/2.5"So | EA | 242 | 53514153083 | 6.6 | LB
8213 | Impeller-Mach Vtx 4.500"Dia/140Fr/2.5"So | EA | 242 | 53514140854 | 6.7 | LB
8214 | Impeller-Mach Vtx 4.750"Dia/140Fr/2.5"So | EA | 242 | 53514227111 | 6.8 | LB
8215 | Impeller-Mach Vtx 5.000"Dia/140Fr/2.5"So | EA | 242 | 53514224349 | 6.8 | LB
8222 | Motor 230/460/3P/25Hp/Us | EA | 9314 | 53514436636 | 279 | LB
8223 | Fan,Motor 250 Frame | EA | 202.5 | 53514113872 | 0.2 | LB
8224 | Housing,Bearing-Mach 250 Frame (Revised) | EA | 2268 | 53514253592 | 115.2 | LB
8225 | Bearing,Radial 6207 | EA | 14 | 53514172480 | 0.645 | LB
8248 | Impeller-Mach SO 7.625" Dia/210Fr/3"Sol | EA | 338 | 53514224684 | 0 | LB
8357 | Seal,Ring 5.987 Id -163 Viton | EA | 7 | 53514059569 | 0.1 | LB
8358 | Seal,Ring 4.609 Id -247 Viton | EA | 7 | 53514059576 | 0.1 | LB
8359 | Seal,Ring 9.984Id -274 Viton | EA | 19 | 53514059583 | 0.1 | LB
8362 | Seal,Ring 8.984Id -270 Viton | EA | 23.5 | 53514166564 | 0.1 | LB
8363 | Seal,Ring 8.234Id -267 Viton | EA | 155.5 | 53514319533 | 0.01 | LB
8365 | Gasket,Pump Hsg. 180 Fr 75 Duro Viton | EA | 148.5 | 53514087524 | 0.1 | LB
8367 | Seal,Ring 15.475Id -460 Viton | EA | 67 | 53514319519 | 0 | LB
8368 | Seal,Ring 14.984Id -281 Viton | EA | 43 | 53514319540 | 0.01 | LB
8369 | Seal,Ring 6.975Id -365 Viton | EA | 39 | 53514344634 | 0 | LB
8371 | Seal,U-Cup 250 Frame 7.0" X .3125" Viton | EA | 200 | 53514319557 | 0.1 | LB
8387 | Impeller-Mach SO 10.625"Dia/180Fr/3"Sol | EA | 536 | 53514193324 | 28 | LB
8403 | Impeller-Mach SO 9.500" Dia/Br/180Fr/3"S | EA | 722.5 | 53514106201 | 27 | LB
8419 | Oil,Dielectric/Chevron ISO 22/1 Gal Can | EA | 122 | 53514062699 | 8 | LB
8420 | Oil,Dielectric/Chevron ISO 22/5 Gal Can | EA | 364 | 53514062705 | 40 | LB
8421 | Motor 460V/3Ph/30Hp/Us | EA | 8830.5 | 53514417741 | 0 | LB
8422 | Motor 460V/3Ph/40Hp/Us | EA | 9346 | 53514134396 | 2 | LB
8426 | Gasket,Flange 6" | EA | 16.5 | 53514279233 | 0 | LB
8451 | Screw,.375-16 X 1.25" Lg Socket Flathead | EA | 2 | 53514317560 | 0.04 | LB
8452 | Housing,Bearing Asm/250 Frame | EA | 2530 | 53514068080 | 129 | LB
8489 | Rotor 230V/1Ph/1750/6.25"Fr/4.00"Stack | EA | 652.5 | 53514123734 | 13.6 | LB
8502 | Rotor 115/230V/1Ph/.5Hp | EA | 51.5 | 53514261696 | 2.8 | LB
8505 | Carton,Mini Drain "104" | EA | 7.5 | 53514041854 | 1.5 | LB
8515 | Pipe,Discharge-Asm QJ/PF | EA | 37.5 | 53514042837 | 0.3 | LB
8524 | Flapper Asm Unicheck 840 | EA | 43.5 | 53514049966 | 0.325 | LB
8533 | Washer,Retaining-"840" | EA | 2.5 | 53514081812 | 0.01 | LB
8534 | Housing,Pump-Mach "840" | EA | 198 | 53514060022 | 11.76 | LB
8535 | Cordage,14-6 SOW Or SOOW/CSA/UL | EA | 10 | 53514187903 | 0.131 | LB
8537 | Cordage,18-2 SOW Or SOOW/CSA/UL | EA | 2 | 53514187910 | 0.071 | LB
8540 | Tie,Wire "840" | EA | 6 | 53514251291 | 0.01 | LB
8542 | U-Bolt,Rail Sys. S.S. | EA | 61.5 | 53514087784 | 0.114 | LB
8550 | Insp.Plate 30"Lid/W4"Hole W4" Adapteflex | EA | 144 | 53514042639 | 1 | LB
8569 | Cord Term&Seal 115V/50'/14-3 SO/20A Plg/ | EA | 379.5 | 53514042974 | 8.7 | LB
8570 | Rebuild Kit "3282" (6/92-11/92) | EA | 757.5 | 53514042981 | 6 | LB
8571 | Rebuild Kit "3282" (12/92 Thru 9/94) | EA | 756.5 | 53514042998 | 6 | LB
8581 | Rotor & Brg 230V/1Ph (284) | EA | 188 | 53514043032 | 4.5 | LB
8585 | Fuse,250V/Fusetron Fnm-1 | EA | 14.5 | 53514043070 | 0.01 | LB
8586 | Fuse,250V/Cc-Tr- On Fnq-R-1 | EA | 40 | 53514043087 | 0.01 | LB
8594 | Motor 460V/3Ph/5Hp/Ex Pr | EA | 4498.5 | 53514043674 | 200 | LB
8634 | Kit,Wax Ring Seal | EA | 32 | 53514044459 | 2.1 | LB
8642 | Housing,Mtr-&Str/Rtr/230/1Ph/"130-260" | EA | 449 | 53514045661 | 15.3 | LB
8646 | Base-Mach "267" | EA | 59.5 | 53514047498 | 9.5 | LB
8656 | Cord Term&Seal 115V/35'/16-3 Sjow-A/Na/ | EA | 182.5 | 53514044039 | 3.6 | LB
8660 | Shaft&Imp Asm-4' XL "112" | EA | 489.5 | 53514044183 | 7.1 | LB
8665 | Cord Term&Seal 115V/35'/14-3 SO/1Ph/Nona | EA | 225.5 | 53514044312 | 1 | LB
8668 | Cord Term&Seal 115V/25'/14-3 SO/20A Plg/ | EA | 273.5 | 53514044497 | 4.4 | LB
8713 | Hook,Float Switch S.S. | EA | 61.5 | 53514100520 | 0.182 | LB
8715 | Nipple,Pipe 1.25"X1.625"/Close/(Galv) | EA | 7.5 | 53514102364 | 0.28 | LB
8716 | Nipple,Pipe 1.25Npt X 10(Galv) | EA | 28 | 53514102388 | 1.91 | LB
8717 | Nipple,Pipe 1.25Npt X 12(Galv) | EA | 42.5 | 53514102357 | 2.07 | LB
8718 | Nipple,Pipe 2" X 6 (Galv) | EA | 11 | 53514102401 | 1.035 | LB
8719 | Fitting,Galv 1.25" X 1.25" 90D Elbow | EA | 15.5 | 53514102371 | 1.095 | LB
8720 | Fitting,Galv 2" X 1.25" 90D Elbow | EA | 21 | 53514102395 | 2 | LB
8731 | Fitting,Pvc 1.25/9OD Street El/Fem Slipx | EA | 7 | 53514087067 | 0.3 | LB
8732 | Fitting,Pvc 1.25" 45D Elbow/Sch 40 | EA | 4 | 53514369408 | 0 | LB
8738 | Pipe,Pvc 2" X 34" Sch 40 (For 72" Basin) | EA | 43.5 | 53514323110 | 0 | LB
8742 | Seal,O-Ring (334) | EA | 4 | 53514118037 | 0.1 | LB
8745 | Gasket,"840" Rail System | EA | 6 | 53514087777 | 0.01 | LB
8750 | Screw,.313-18 X 2" HH Cap S.S. | EA | 1 | 53514101169 | 0.01 | LB
8759 | Capacitor,Run-45Uf/370V/3.75"Lg X 2"Dia | EA | 41.5 | 53514465667 | 0.494 | LB
8761 | Carton Asm "840" | EA | 75.5 | 53514221867 | 6.285 | LB
8772 | Clamp,Worm Drive Hose/SAE 16/SS | EA | 3 | 53514142315 | 0.46 | LB
8773 | Washer,Flat.375"Id X.875"OD X.083 S.S. | EA | 0.5 | 53514087791 | 0.01 | LB
8780 | Base-Molded, "1264/1266" | EA | 28 | 53514079710 | 1.07 | LB
8786 | AM-Cutter & Impeller 840 | EA | 728.5 | 53514047214 | 7.7 | LB
8787 | Hardware Pak,PF/QJ Wax Ring Kit | EA | 10 | 53514315382 | 1 | LB
8792 | Valve,Unicheck/1.25" Female NPT "840" | EA | 202 | 53514111625 | 7.5 | LB
8803 | Parts,Small-Kit "98" | EA | 10 | 53514048433 | 0.2 | LB
8806 | Washer,Flat-SS .375 .438Id X 1.000 OD X. | EA | 0.5 | 53514255220 | 0.01 | LB
8808 | Washer,Lock-SS .25"Regular Helical Sprin | EA | 0.5 | 53514084981 | 0.01 | LB
8810 | Nipple,Pipe 1.5"X 8"Galv | EA | 42.5 | 53514328702 | 1.83 | LB
8811 | Nipple,Pipe 1.25"NPT X 32"/Galv W-Weep H | EA | 97 | 53514362935 | 0 | LB
8813 | Seal,Pipe-1.25" (For 2" Hole) | EA | 13 | 53514082284 | 0.09 | LB
8814 | Shim,Slotted-Plastic (.125) | EA | 1.5 | 53514144746 | 0.01 | LB
8815 | Shim,Slotted-Plastic (.063) | EA | 1 | 53514368173 | 0.01 | LB
8820 | Pipe,Pvc 1.25" X 4.25" Sch 40 | EA | 10 | 53514158347 | 0.152 | LB
8825 | Washer,Flat #10-SS .219 Id X .440 OD X . | EA | 0.5 | 53514333003 | 0.01 | LB
8826 | Washer,Lock #10-SS Helical Spring | EA | 0.5 | 53514420505 | 0.01 | LB
8827 | Seal,Cord-T&B(2920Nm) | EA | 33 | 53514085506 | 0.59 | LB
8828 | Seal,Cord-T&B (2921Nm) | EA | 50.5 | 53514084806 | 0.52 | LB
8829 | Washer,Sealing .313 SS | EA | 1.5 | 53514087814 | 0.01 | LB
8833 | Adapter-Mach Lower/Dbl Sl | EA | 95.5 | 53514080501 | 8.7 | LB
8835 | Adapter-Mach Upper/Dbl Sl/Mst Sn | EA | 222.5 | 53514082482 | 16.1 | LB
8853 | Carton,"Dbl Sl "4160-4290/6160-6290" | EA | 26.5 | 53514328047 | 2.445 | LB
8862 | Adapter-Mach Upper/ W/O Sensor | EA | 205 | 53514080495 | 16.1 | LB
8894 | Nut,Lock .75"NPT Plastic | EA | 2 | 53514194437 | 0.01 | LB
8895 | Seal,O-Ring-.5" NPT | EA | 2.5 | 53514085520 | 0.01 | LB
8896 | Seal,O-Ring- .75" NPT | EA | 3 | 53514194420 | 0.01 | LB
8897 | Resin,Insulating-Elect. Size A | EA | 64 | 53514063313 | 0.29 | LB
8899 | Seal,Foam-Clsd Cell Psa 1 X .25 X 12 | EA | 9 | 53514169824 | 0.01 | LB
8935 | Circuit Board,Ctrl/Duplex/Lead Lag 200/2 | EA | 525.5 | 53514050153 | 1 | LB
8995 | Housing,Pump-Mach Asm.-Homeguard | EA | 188 | 53514050269 | 1 | LB
8996 | Hose & Washer Asm-Homeguard | EA | 9.5 | 53514050276 | 0.287 | LB
8997 | Clamp,Hose-SS 7/16-1"Dia(No. 8) | EA | 4.5 | 53514050283 | 0.04 | LB
8999 | Ejector Asm-Homeguard | EA | 23.5 | 53514050306 | 0.12 | LB
9001 | Seal,O-Ring (213) Homeguard | EA | 0.5 | 53514050320 | 0.002 | LB
9002 | Seal,O-Ring (204) Homeguard | EA | 1 | 53514050337 | 0.0001 | LB
9008 | Cap & Washer 1.25"NPT-Homeguard | EA | 18 | 53514050399 | 0.046 | LB
9009 | Valve,Check-Homeguard | EA | 41 | 53514050405 | 0.234 | LB
9051 | Oil,Dielectric-(57 Oz) | EA | 58 | 53514050023 | 3.56 | LB
9053 | Cordage Term&Seal/20'/18-2 SOW-A/MS/1Ph/ | EA | 82 | 53514050047 | 1.5 | LB
9054 | Cordage Term&Seal/20'/14-6 SOW-A/Power/" | EA | 279 | 53514050054 | 2.65 | LB
9055 | Adapter Asm Grinder | EA | 448 | 53514050061 | 28 | LB
9056 | Oil,Dielectric (12 Oz) | EA | 27.5 | 53514050078 | 0.75 | LB
9057 | Cutter & Disc Asm Grinder | EA | 372.5 | 53514050085 | 3.2 | LB
9064 | Oil,Dielectric-(67 Oz) | EA | 64 | 53514050122 | 4.19 | LB
9066 | Cordage Term&Seal/20'/18-4 SOW-A/M&T Sen | EA | 148.5 | 53514050146 | 2.4 | LB
9067 | Seal,Cord-Asm | EA | 11 | 53514050160 | 0.2 | LB
9078 | Charger,DC Asm "507"(OLD STYLE) | EA | 327 | 53514051716 | 7.5 | LB
9081 | Fuse Holder,In-Line-Type hhb | EA | 5.5 | 53514100568 | 0.02 | LB
9082 | Fuse,250V/Mda-15 | EA | 4 | 53514051723 | 0.01 | LB
9084 | Hardware Pak,507/1507 | EA | 26.5 | 53514089221 | 0.41 | LB
9105 | Relay W/O Brkt 115V-Emb | EA | 13.5 | 53514217792 | 0.1 | LB
9107 | Relay W/O Brkt 230V-Emb | EA | 13.5 | 53514219598 | 0.2 | LB
9111 | Screw,#8-32 X .625" Ph R.H. Type F-410 S | EA | 0.5 | 53514057527 | 0.01 | LB
9117 | Bracket,Switch Mtg./Qwik Jon/Power Flush | EA | 33 | 53514057435 | 0.2 | LB
9118 | Rod,Float-Vert Switch(PF/QJ/Poly) | EA | 7.5 | 53514057534 | 0.0475 | LB
9119 | Float,Mech Switch (PF/QJ) | EA | 5.5 | 53514057541 | 0.05 | LB
9120 | Float Rod Stop-Mech Switch (PF&QJ) | EA | 1.5 | 53514057565 | 0.025 | LB
9121 | Float Rod Retaining Pin-Mech Switch (PF/ | EA | 1 | 53514057558 | 0.025 | LB
9124 | Hardware Pak,"PF&QJ" Poly | EA | 57 | 53514054618 | 0.5 | LB
9126 | Wire Asm Sensor Moisture | EA | 7 | 53514082123 | 0.01 | LB
9127 | Bracket-Mach Guide Rail "Wedge" | EA | 68 | 53514424442 | 3 | LB
9128 | Wire Asm Sensor Moisture/Neoprene | EA | 5 | 53514082499 | 0.1 | LB
9129 | Fitting,PVC 1.25" Coupling/Slip x Slip/S | EA | 2.5 | 53514069940 | 0.116 | LB
9139 | Hardware Pak,18"Split Cvr/2-3V/3D(For 17 | EA | 40.5 | 53514064198 | 0.1 | LB
9145 | Contactor For 10-0333 | EA | 161 | 53514052201 | 0.1 | LB
9162 | Rebuild Kit "840/6840" | EA | 396 | 53514052324 | 10 | LB
9170 | Seal,Pipe-1.5"(For 3"Hl) | EA | 15.5 | 53514053352 | 1 | LB
9213 | Cable,Lifting/SS/20'Lg/.25"Dia | EA | 285 | 53514053567 | 5 | LB
9228 | Hardware Pak,24"Dia/2D/Sim/(For 17-0032/ | EA | 74.5 | 53514065423 | 0.1 | LB
9229 | Hardware Pak,24"Dia/3D/Sim/(For 17-0033/ | EA | 61.5 | 53514065430 | 0.1 | LB
9233 | Screw,.25-20 X 1 HH Cap-S.S. | EA | 0.5 | 53514086763 | 0.01 | LB
9239 | Hardware Pak,18"Dia/2V2D/10'T/Sim/(For 1 | EA | 31 | 53514065461 | 0.1 | LB
9240 | Hardware Pak,18"Dia/3V3D10'T/Sim/(For 17 | EA | 57.5 | 53514065478 | 0.1 | LB
9256 | Rotor & Brg 200-208V/1Ph | EA | 188 | 53514054144 | 4.5 | LB
9257 | Rotor & Brg 230/460V/3Ph/1Hp | EA | 198 | 53514054151 | 4.75 | LB
9266 | Hardware Pak,18"Dia/2Vd&3Vd/10'T/(For 17 | EA | 57.5 | 53514067168 | 0.1 | LB
9278 | Washer,.375-Standard/SS | EA | 0.5 | 53514086770 | 0.01 | LB
9279 | Cover,S-24"Dia/2V2D/10'T/.25"Thk/(For 17 | EA | 628 | 53514200091 | 50 | LB
9280 | Cover,S-24"Dia/3V3D/10'T/.25"Thk/(For 17 | EA | 628 | 53514200107 | 50 | LB
9288 | Hardware Pak,18"Dia/2V2D/10'T/Sim/(For 1 | EA | 74.5 | 53514067175 | 2 | LB
9289 | Hardware Pak,18"Dia/2Vd&3Vd/10'T/(For 17 | EA | 69.5 | 53514067182 | 0.1 | LB
9344 | Hardware Pak,Switch/(PF/QJ) Poly | EA | 14.5 | 53514054625 | 0.15 | LB
9357 | Tank-Poly (Z171) | EA | 181.5 | 53514057909 | 11 | LB
9358 | Lid-Poly (Z170/171) | EA | 27.5 | 53514057916 | 2 | LB
9360 | Filter-Assembly (171 Filter System) | EA | 204.5 | 53514057893 | 6 | LB
9453 | Housing,Switch-Mach/Hi-Temp/Auto | EA | 146.5 | 53514055622 | 5.6 | LB
9454 | Housing-Switch-Mach/Hi-Temp/Non-Auto | EA | 136 | 53514055639 | 5.6 | LB
9462 | Body Asm,Unichk-1.25/1.5W/Weep Hole/Stl | EA | 17 | 53514056476 | 1.6 | LB
9464 | Nut,#8-32 Hex SS | EA | 0.5 | 53514358914 | 0.01 | LB
9465 | Washer,Flat #8 SS.188Id X.438OD X.049"Th | EA | 0.5 | 53514358921 | 0.01 | LB
9483 | Cord Term&Seal 115V/35'/16-3 Sjow/Aut | EA | 183.5 | 53514056384 | 3.6 | LB
9485 | Impeller-Mach "7011"Trimmed 4.60"Dia/Br | EA | 586.5 | 53514056483 | 5 | LB
9495 | Rotor & Brg Asm200/230/460V/3Ph/.5Hp/GE | EA | 193 | 53514056568 | 5 | LB
9506 | Rotor Asm 200/230/460V/3Ph/.5Hp/137/267 | EA | 82.5 | 53514056582 | 3.4 | LB
9507 | Impeller Asm 3Ph "137" | EA | 64 | 53514056599 | 2.75 | LB
9508 | Rebuild Kit 3Ph "137" | EA | 81 | 53514056605 | 2 | LB
9510 | Housing,Mtr-& Str 460V/3Ph/137 | EA | 499.5 | 53514056643 | 16 | LB
9511 | Housing,Mtr-& Str 200V/3Ph | EA | 499.5 | 53514056650 | 13 | LB
9519 | Housing,Pump-Mach "270" | EA | 274.5 | 53514077358 | 16.5 | LB
9530 | Seal,Hole-1/2" Conduit Hole (Hoffman #As | EA | 55.5 | 53514158026 | 1 | LB
9531 | Hardware Pak,Dup Cover/30"/3V1.25D | EA | 108 | 53514184261 | 3 | LB
9532 | Hardware Pak,Sim Cover/24"/3V1.25D | EA | 79.5 | 53514175986 | 3 | LB
9540 | Bearing,Radial 6302 | EA | 8 | 53514083199 | 0.2 | LB
9545 | Screw,.25-20 X .75Lg HH SS (Nylock Pre-C | EA | 3 | 53514081782 | 0.01 | LB
9546 | FM, Inst Instr Vert Sw S.P. Pumps PF/QJ | EA | 0.5 | 53514137489 | 0.05 | LB
9565 | Cord Term&Seal 115V/25'/16-3 Sjow/Na/ | EA | 132 | 53514057978 | 2.5 | LB
9566 | Seal,Shaft 1/2"(John Crane Type 6A) "140 | EA | 9.5 | 53514351946 | 0 | LB
9567 | Seal,Shaft Carbon/Stationary/(John Crane | EA | 6.5 | 53514351953 | 0.03 | LB
9578 | Seal,Cord-2 Hole (Z170) | EA | 7.5 | 53514059866 | 0.08 | LB
9586 | Fitting, Union 1.5" Slip X Slip/Pvc/Sc | EA | 40 | 53514059873 | 3 | LB
9594 | Cord Term&Seal 230V/50'/16-3 SOW-A/1Ph | EA | 356.5 | 53514056780 | 5 | LB
9596 | Impeller Asm "405" Trimmed 6.25"D W/Keyw | EA | 175 | 53514056858 | 5 | LB
9600 | Board,Circuit/(10-0339) | EA | 340 | 53514056971 | 0.1 | LB
9601 | Cover & Handle "3098" | EA | 108 | 53514057008 | 1.9 | LB
9602 | Cover & Handle "3098" | EA | 52 | 53514057015 | 1.9 | LB
9603 | Housing,Switch Case&Condsl/HT/Auto | EA | 206 | 53514057022 | 5.7 | LB
9604 | Housing,Switch Case&Condsl/HT/Nonauto | EA | 195.5 | 53514057039 | 5.7 | LB
9605 | Cover & Handle Asm/W-Cond Sl/"3137" | EA | 116.5 | 53514057077 | 4.6 | LB
9606 | Cover & Handle Asm "3137" | EA | 71.5 | 53514057084 | 4.6 | LB
9610 | Cord Term&Seal/20'/14-4 SO/3Ph/Nonauto | EA | 251.5 | 53514057299 | 4.6 | LB
9623 | Motor & Seal Asm 230V "262 | EA | 308 | 53514057473 | 10 | LB
9630 | Switch,Vert Float-Asm "WM267" W/ Float & | EA | 126 | 53514057619 | 1 | LB
9631 | Switch,Vert Flt- & Seal "WM267" | EA | 58 | 53514057602 | 1 | LB
9643 | Seal,Conduit-Asm | EA | 59.5 | 53514057640 | 0.2 | LB
9644 | Cordage Cond&Sls/HT/3'/16-4 SOW or SOOW- | EA | 226 | 53514057657 | 0.64 | LB
9645 | Cordage Cond&Sls/HT/6'/16-4/"3098" | EA | 317 | 53514057664 | 1.28 | LB
9646 | Cordage Cond&Sls/HT/3'/16-3/Auto/"3137/3 | EA | 222.5 | 53514057688 | 0.6 | LB
9647 | Cordage Cond&Sls/HT/6'/16-3/Nonauto/"313 | EA | 314 | 53514057695 | 1.2 | LB
9648 | Cover & Handle Asm/W-Cond Sl/Brass/"3139 | EA | 562 | 53514057701 | 5.4 | LB
9649 | Cover & Handle Asm Brass "3139" | EA | 502.5 | 53514057718 | 5.4 | LB
9655 | Cordage Cond&Sls/HT/3'/16-3 SOW or SOOW- | EA | 205 | 53514057756 | 0.72 | LB
9656 | Cordage Cond&Sls/HT/6'/16-3 SOW or SOOW- | EA | 314 | 53514057763 | 1.44 | LB
9661 | Cover & Handle "3282" | EA | 204.5 | 53514057770 | 10.8 | LB
9662 | Cover & Handle "3282" | EA | 145.5 | 53514057787 | 10.8 | LB
9670 | Board,Circuit 3Ph/Cutterblade Alternate/ | EA | 205.5 | 53514058555 | 0.1 | LB
9679 | Board,Circuit 1Ph/Cutterblade Alternate/ | EA | 249 | 53514058579 | 0.1 | LB
9682 | Impeller-Mach "7011"Trimmed 3.60"Dia/Br | EA | 586.5 | 53514173173 | 5 | LB
9683 | Switch,Hoa For "Rhombus"Control Panel 10 | EA | 20 | 53514058814 | 0.1 | LB
9685 | Cord Term&Seal 200V/20'/12-3 SO/Nonauto | EA | 212 | 53514058982 | 5 | LB
9746 | Fitting,Pvc 1.5" Coupling/Sch 40 | EA | 2.5 | 53514197926 | 0.168 | LB
9750 | Seal,Cord-Uf Cable (T&B 2827) | EA | 28.5 | 53514128654 | 0.0685 | LB
9753 | Nipple,Pipe 1.25 X 10"/Stainless Steel | EA | 49.5 | 53514330439 | 0 | LB
9755 | Nipple,Pipe 1.25 X 1.625(Close)/Stainles | EA | 11.5 | 53514254070 | 0.31 | LB
9756 | Nipple,Pipe 2" X 17.875"/ Stainless Stee | EA | 200.5 | 53514334109 | 0 | LB
9773 | Terminal,Block 8 Position With Sems Plat | EA | 56 | 53514355043 | 0.136 | LB
9775 | Lug,Ground | EA | 3 | 53514358907 | 0.018 | LB
9791 | Seal,Shaft Tungsten Carbide/Stationary/" | EA | 496 | 53514421526 | 0 | LB
9814 | Cord Term&Seal 115V/25'/16-3 Sjow/Aut | EA | 132 | 53514059798 | 2.5 | LB
9819 | Switch,Mech Flt/SPB/115V/20'Cd/13Amp/.5H | EA | 106.5 | 53514138479 | 2.28 | LB
9838 | Seal,Pipe-1.25" (For 3" Hole) | EA | 15.5 | 53514084837 | 1 | LB
9839 | Nipple,Pipe 1.25" X 6.5"SS | EA | 138 | 53514378905 | 0 | LB
9840 | Nipple,Pipe 2" X 2"Close/Stainless Steel | EA | 26.5 | 53514269180 | 0.62 | LB
9848 | Fitting,S.S. 2" 90D Elbow | EA | 82.5 | 53514310905 | 2.06 | LB
9850 | Seal,Pipe-6" (For 7"Hole) | EA | 38 | 53514099367 | 1 | LB
9858 | Carton,8" X 8" X 6" (Z170) | EA | 2.5 | 53514060008 | 0.378 | LB
9861 | Bearing,Radial 7303B | EA | 29 | 53514087074 | 0.236 | LB
9862 | Impeller-Mach Br "191" | EA | 448 | 53514173241 | 3.6 | LB
9863 | Housing,Pump-Mach "191" | EA | 197 | 53514089771 | 17.28 | LB
9878 | Tank & Cover,Poly "Z171" | EA | 348 | 53514059842 | 12 | LB
9880 | Coupling,Elec 1.5"/Steel-Indus Enameled | EA | 148.5 | 53514115340 | 3 | LB
9882 | Carton,White/Zco Logo | EA | 6.5 | 53514225773 | 0.769 | LB
9883 | Housing,Pump-Mach "840"/Hydro-Rail | EA | 208.5 | 53514060039 | 14.59 | LB
9884 | Impeller Asm 3Ph "266-267-268" | EA | 89.5 | 53514060145 | 1.5 | LB
9912 | Terminal,Block 2 Pos/With Sems Plate | EA | 5.5 | 53514193010 | 0.032 | LB
9913 | Strip,Marker 2 Position | EA | 5.5 | 53514358945 | 0.01 | LB
9970 | Seal,Cord (.481-.709) 3/4" NPT | EA | 9 | 53514194413 | 0.054 | LB
9973 | Seal,Cord Kleinhuis/(.236-.472) 1/2" NPT | EA | 7 | 53514131081 | 0.5 | LB
9976 | Cord Term&Seal HT/115V/20'/14-3 SOW-A/Au | EA | 170.5 | 53514060565 | 3.6 | LB
9977 | Case & Switch HT "3161/3163" | EA | 118 | 53514060558 | 5.1 | LB
9978 | Cordage Cond&Sls/HT/3'/16-4 SOW or SOOW/ | EA | 218 | 53514060596 | 0.64 | LB
9979 | Cordage & Term/HT/3'/16-4 SOW or SOOW/Au | EA | 24 | 53514060602 | 0.25 | LB
9980 | Cord Term&Seal HT/230V/20'/16-3 SOW-A/Au | EA | 102.5 | 53514060572 | 2.1 | LB
9982 | Coupling,Elec 1.25"/SS | EA | 243.5 | 53514117306 | 3 | LB
9987 | Rebuild Kit "3161/3163" | EA | 448.5 | 53514060640 | 8 | LB
9995 | Coupling,Elec 2.0"/Steel Enameled/Thdd/W | EA | 159.5 | 53514082345 | 3 | LB
10027 | Carton,"140/150" | EA | 6 | 53514084851 | 0.925 | LB
10028 | Carton,"270" | EA | 18.5 | 53514084868 | 1.445 | LB
10032 | Float,7" Tube | EA | 448 | 53514008727 | 0.5 | LB
10033 | Rod,60"Lg X 3/8"Dia | EA | 41.5 | 53514008734 | 1 | LB
10039 | Seal - Bellows | EA | 119 | 53514008765 | 0.032 | LB
10050 | Sensor,Moisture Asm./"4140/4270" | EA | 24 | 53514084486 | 0.01 | LB
10057 | Hub & Seal-CI/8"/Curved/For 24"-60" Dia | EA | 236 | 53514073879 | 14 | LB
10064 | Pipe,Pvc 2" X 9.125" Sch 40 | EA | 17.5 | 53514394929 | 0 | LB
10066 | Pipe,Pvc 2" X 2.938" Sch 40 | EA | 11 | 53514394905 | 0 | LB
10069 | Bearing,Radial-6303 | EA | 6.5 | 53514087081 | 0.25 | LB
10074 | Nipple,Pipe 2" X 2"Lg Close (Galvaniz | EA | 12 | 53514196547 | 0.62 | LB
10077 | Rebuild Kit Na 3Ph/"160/180/290 Series" | EA | 126 | 53514061135 | 6 | LB
10079 | Seal,Foam-Clsd Psa 1 X .25 X 20 | EA | 11 | 53514063320 | 0.1 | LB
10100 | Shaft&Impeller Asm 1'Xl/"112 Rev. A" | EA | 446 | 53514061692 | 6 | LB
10111 | Shaft&Impeller Asm 1'Xl/"112" | EA | 435.5 | 53514061203 | 6 | LB
10124 | Hub & Seal-CI/3"/Curved/For 18"-72" Dia | EA | 109 | 53514061449 | 6 | LB
10142 | Bracket Asm,Qwik Box/115V | EA | 230.5 | 53514063344 | 0.1 | LB
10143 | Bracket Asm,Qwik Box/230V | EA | 233 | 53514063351 | 0.1 | LB
10152 | Seal,Cord-Asm (Sensor)/"4140/4270" | EA | 3 | 53514064938 | 0.2 | LB
10153 | Cord Term&Seal (Sensor)/"4140/4270" | EA | 36.5 | 53514064945 | 1.1 | LB
10154 | Seal,Cord-Asm (Power)/"4140/4270" | EA | 5 | 53514064174 | 0.2 | LB
10155 | Cord Term & Seal 20'/115V/"140/270"/W-In | EA | 87.5 | 53514063948 | 2.1 | LB
10156 | Housing,Mtr-& Str 115V/1Ph/Wo Mst Sn/"14 | EA | 384.5 | 53514064952 | 20 | LB
10157 | Housing,Mtr-& Str 230V/1Ph/Wo Mst Sn/"14 | EA | 372.5 | 53514064969 | 18 | LB
10158 | Oil,Dielec-(12 Oz)/"4140/4270" | EA | 28.5 | 53514064976 | 1 | LB
10159 | Wire Pkg "140/270" | EA | 4.5 | 53514064181 | 0.02 | LB
10160 | Capacitor Asm 30Uf 250V/"140/270/4140/42 | EA | 96 | 53514064891 | 5.2 | LB
10166 | Rebuild Kit "4140/4270" W/O Moisture Sen | EA | 137.5 | 53514064983 | 4 | LB
10167 | Washer & E-Snap Ring Asm/"4140/4270" | EA | 11 | 53514064990 | 0.25 | LB
10168 | Housing,Mtr-& Str 115V/1Ph/Mst Sn/"4140/ | EA | 442.5 | 53514065003 | 20 | LB
10169 | Housing,Mtr-& Str 230V/1Ph/Mst Sn/"4140/ | EA | 431 | 53514065010 | 21.5 | LB
10170 | Rebuild Kit "4140/4270" With Moisture Se | EA | 174 | 53514065027 | 12 | LB
10173 | Rebuild Kit "140/270" | EA | 89 | 53514065034 | 12 | LB
10182 | Fitting,Bulkhead-1.25"/(Spears 871-012) | EA | 164 | 53514136079 | 0.48 | LB
10183 | Fitting,Bulkhead-1.5"/(Spears 871-015) | EA | 207.5 | 53514451356 | 0.56 | LB
10184 | Fitting,Bulkhead-2.0"/(Spears 871-020) | EA | 270.5 | 53514190330 | 1.33 | LB
10193 | Fitting,Galv Reducer 2"X1.25" FPT X Fpt, | EA | 54 | 53514395674 | 0 | LB
10194 | Fitting,Galv 2" 90D Elbow/FPT X FPT | EA | 48.5 | 53514203351 | 2 | LB
10200 | Oil,Dielectric-(2.5Gal) | EA | 241.5 | 53514062293 | 20 | LB
10210 | Circuit Board,Alternator-For 10-0532 Pan | EA | 775 | 53514062576 | 1 | LB
10219 | Relay For 10-0490 | EA | 308 | 53514062859 | 1 | LB
10247 | Relay,Mech Alt 115V | EA | 206.5 | 53514008819 | 1 | LB
10249 | Breaker,Circuit-10 Amp./1Ph/(10-0093) | EA | 107 | 53514063375 | 1 | LB
10255 | Transformer,Control/For 10-0517/(G6685) | EA | 694 | 53514063795 | 6 | LB
10260 | Cord Term&Seal 115V/35'/1Ph/Auto/20Amp | EA | 339 | 53514063955 | 6.1 | LB
10263 | Housing,Mtr-& Str 230V/3Ph/"840"/GE | EA | 1156.5 | 53514064044 | 47 | LB
10264 | Housing,Mtr-& Str 460V/3Ph/"840"/GE | EA | 1153.5 | 53514064051 | 47 | LB
10265 | Housing,Mtr-& Str 200V/3Ph/"840"/GE | EA | 1137 | 53514064068 | 47 | LB
10266 | Housing,Mtr-& Str 230V/1Ph/"840"/GE | EA | 1116.5 | 53514064075 | 44 | LB
10267 | Housing,Mtr-& Str 200V/1Ph/"840"/GE | EA | 1125 | 53514064082 | 40 | LB
10268 | Rotor Asm 200/230/460V/3Ph/"840"/GE | EA | 416.5 | 53514064099 | 3 | LB
10269 | Rotor Asm 200/230V/1Ph/"840"/GE | EA | 404.5 | 53514064105 | 7.4 | LB
10270 | Rotor Asm 115/230V/1Ph/"98" | EA | 48 | 53514064112 | 5.2 | LB
10271 | Stator W-Screws 115V/1Ph/"98"/ZMW | EA | 163.5 | 53514064129 | 4.6 | LB
10272 | Stator W-Screws 230V/1Ph/"98"/ZMW | EA | 156 | 53514064136 | 4.4 | LB
10275 | Base-Mach "142" (Use 009457) | EA | 67 | 53514169497 | 4.75 | LB
10293 | Hardware Pak,18"Dia/0V2D/Poly Cover/(For | EA | 51 | 53514082338 | 2 | LB
10299 | Seal,Cord-Bsn Cvr/1 Hole/(Topps)/For 2.5 | EA | 10 | 53514084820 | 1 | LB
10308 | Hardware Pak,18"Dia/2V2D/Split Cvr/(For | EA | 74.5 | 53514067205 | 2 | LB
10309 | Hardware Pak,18"Dia/3V3D/(For 17-0191) | EA | 59.5 | 53514067212 | 3 | LB
10310 | Hardware Pak,18"Dia/All V & D'S/(For 17- | EA | 74.5 | 53514067229 | 3 | LB
10312 | Seal,Foam-Bsn Cvr-18"D/Psa/.75"X.125"X65 | EA | 17.5 | 53514084950 | 0.1 | LB
10315 | Flange,Vent 2"/Threaded/Bolt-On/(Topps) | EA | 45.5 | 53514084790 | 0.5 | LB
10316 | Flange,Vent 3"/Threaded/Bolt-On/(Topps)/ | EA | 56.5 | 53514085001 | 1 | LB
10319 | Seal-Vent 2"&3"/Sq. Ring/4.1ODx.15Wx.25T | EA | 11.5 | 53514084974 | 0.01 | LB
10326 | Switch,Float-W Plug/Vert/W Brkt /"Y" Spl | EA | 192 | 53514142803 | 3 | LB
10329 | Pad,Rubber-Square | EA | 3 | 53514204020 | 0.01 | LB
10330 | Oil,Dielec-(21.5 Oz)/"140/270" | EA | 35 | 53514065652 | 1.563 | LB
10331 | Oil,Dielec-(28 Oz)/"4140/4270" | EA | 37 | 53514065669 | 2.28 | LB
10369 | Plate,Guide-Mach/(Squareguide Rail) | EA | 81 | 53514098117 | 7.805 | LB
10372 | Screw,.375-16 X 3.00/SS/Hex Head/Full Th | EA | 2.5 | 53514101183 | 0.01 | LB
10392 | Cover & Leadwire Asm 50'/Exp Proof/3Ph/" | EA | 1701 | 53514065317 | 104 | LB
10400 | Housing,Pump-Mach "820" | EA | 173 | 53514087098 | 12.3 | LB
10402 | Impeller-Mach "820" | EA | 473.5 | 53514087104 | 5.17 | LB
10406 | Capacitor,Start 161-193 Mfd/220-250Vac/3 | EA | 50.5 | 53514103873 | 0.15 | LB
10407 | Disc,Cutter 1-Direction/"810/815/820" | EA | 137.5 | 53514214906 | 1.345 | LB
10408 | Switch,Mech Flt-30"Lg Cd/Cut & Strip/15 | EA | 137.5 | 53514103880 | 0.93 | LB
10409 | Collar,Shaft 2Pc SS .5" Id | EA | 48.5 | 53514087111 | 0.08 | LB
10461 | Kit, Auto Rev Circuit-200/230V/3Ph Pump | EA | 259.5 | 53514067144 | 4 | LB
10463 | Stator,Rtr&Hsg 115V/"98" | EA | 312 | 53514067243 | 21.8 | LB
10464 | Stator,Rtr&Hsg 230V/"98" | EA | 295 | 53514067250 | 21.6 | LB
10465 | Stator,Rtr&Hsg 115V/1098 | EA | 350 | 53514067267 | 21.8 | LB
10497 | Hardware Pak,"PF&QJ"/PSF | EA | 79 | 53514068875 | 3 | LB
10499 | Rod,Float-Vert Switch/"PF&QJ"/PSF | EA | 7.5 | 53514068882 | 0.05 | LB
10505 | Coupling,Elec 2.0"/SS | EA | 307 | 53514123963 | 3 | LB
10507 | Rebuild Kit 180 Frame | EA | 749 | 53514067519 | 12.75 | LB
10508 | Package,Shim/180 Frame | EA | 58.5 | 53514067526 | 0.01 | LB
10514 | WD266 230V/1Ph/Vfs/CSA/(Date Code 5/96 T | EA | 645 | 53514067663 | 42 | LB
10517 | Carton Asm "PF&QJ"/PSF | EA | 48 | 53514180768 | 11 | LB
10524 | Seal,Foam-Closed Cell/.375"W X 53"L X .2 | EA | 13 | 53514084813 | 0.5 | LB
10526 | Stator W-Screws 115V/1Ph/"3098"/GE | EA | 165.5 | 53514067748 | 4.6 | LB
10528 | Pipe,Pvc-Mach/2" Ele P&Cduct X 4" | EA | 9.5 | 53514191627 | 0.01 | LB
10529 | Stator,Rtr&Hsg/115V/1Ph/"3098" | EA | 304 | 53514067755 | 21.8 | LB
10532 | Hardware Pak,Vert Sw/"PF&QJ"/PSF | EA | 12.5 | 53514068899 | 0.15 | LB
10543 | Shaft&Imp Asm-5'Xl/"112" | EA | 547.5 | 53514068028 | 9.72 | LB
10545 | U-Bolt,Bracket Locator/Pontoon Float/SS | EA | 57.5 | 53514130350 | 0.7 | LB
10546 | U-Bolt,3" Discharge SS | EA | 104 | 53514461973 | 0 | LB
10550 | Screw,.50-13 X 2.50/SS/Socket Button Hea | EA | 12.5 | 53514330859 | 0.165 | LB
10551 | Washer,Flat-SS/2.0"OD X .53"Id X .060"Th | EA | 1.5 | 53514329570 | 0.01 | LB
10552 | Screw,.25-20 X 1.50/SS/Hex Head/Full Thr | EA | 0.5 | 53514329587 | 0.01 | LB
10554 | Nipple,Pipe 1.25 X 9" (Galv) | EA | 28 | 53514111632 | 1.59 | LB
10555 | Nipple,Pipe 1.25 X 4" (Galv) | EA | 12 | 53514167226 | 0.69 | LB
10556 | Fitting,Pvc 1.25" 90D Slip X FPT/Sch 40 | EA | 7.5 | 53514331375 | 0.265 | LB
10557 | Pipe,Pvc 1.25" X 5.875" Sch 40 | EA | 11 | 53514158354 | 0.21 | LB
10558 | Pipe,Pvc 1.25" X 3.438" Sch 40 | EA | 9.5 | 53514158361 | 0.123 | LB
10559 | Pipe,Pvc 1.25" X 3.625" Sch 40 | EA | 10 | 53514158378 | 0.13 | LB
10560 | Pipe,Pvc 1.25" X 4.8125"/Sch 40 | EA | 10.5 | 53514178130 | 0.01 | LB
10568 | Nipple,Pipe 1.25 X 17"/Galv | EA | 135.5 | 53514111649 | 3.25 | LB
10569 | Nipple,Pipe 1.25 X 29"/(72"Basin)Galv | EA | 160.5 | 53514203658 | 5.54 | LB
10572 | Nipple,Pipe 1.25 X 101"/(144"Basin)Galv | EA | 208 | 53514184834 | 19.1 | LB
10591 | Plate,Guide-Mach | EA | 165.5 | 53514111656 | 10.75 | LB
10592 | Nipple,Pipe 2" X 5"/Galv | EA | 21 | 53514358488 | 0 | LB
10593 | Nipple,Pipe 2" X 8"/Galv | EA | 39 | 53514358495 | 0 | LB
10594 | Nipple,Pipe 2" X 7"/Galv | EA | 39.5 | 53514203368 | 2.15 | LB
10595 | Fitting,Pvc 2" 90D Elbow/Sch 40 | EA | 7 | 53514313937 | 0.37 | LB
10601 | Nipple,Pipe 1.25 X 41"/(84"Basin)Galv | EA | 144 | 53514167233 | 7.07 | LB
10619 | Pipe,Pvc 1.5" X 8.75" Sch 40 | EA | 14 | 53514324810 | 0 | LB
10623 | Pipe,Pvc 1.5" X 29.5" Sch 40 | EA | 29.5 | 53514323127 | 0 | LB
10635 | Pipe,Pvc 2" X 12.25" Sch 40 | EA | 20.5 | 53514394882 | 0 | LB
10639 | Pipe,Pvc 2" X 20.375" Sch 40 | EA | 29 | 53514373917 | 0 | LB
10641 | Pipe,Pvc 2" X 29.375" Sch 40 | EA | 38.5 | 53514364601 | 0 | LB
10649 | Nipple,Pipe 2" X 17"/Galv | EA | 113.5 | 53514203375 | 5.2 | LB
10654 | Fitting,Pvc 2" 90D Elbow FPT X Soc/Sch 4 | EA | 14 | 53514305154 | 0.52 | LB
10659 | Hardware Pak,"QJ&PF" PSF | EA | 80 | 53514068981 | 0.7 | LB
10664 | Seal,Cord Asm 16-3 | EA | 11 | 53514219802 | 0 | LB
10666 | Capacitor & Clamp Asm/45Uf 370V | EA | 46.5 | 53514069117 | 0.6 | LB
10670 | Housing,Mtr-& Str 575V/3Ph/"840"/GE | EA | 1052.5 | 53514069346 | 45 | LB
10675 | Relay,2Nd Generation 3Ph/Rev-Grinder(120 | EA | 39 | 53514069438 | 2 | LB
10676 | Relay,2Nd Generation 1Ph/Rev-Grinder/(23 | EA | 39 | 53514069445 | 2 | LB
10677 | Module,2nd Generation Rev-Grinder/(Ac)/2 | EA | 374 | 53514069452 | 2 | LB
10686 | Hardware Pak,3" Disch./Ag. Pontoon | EA | 327 | 53514374969 | 0 | LB
10694 | Cord Term&Seal 200V/35'/1Ph/Na/"188" | EA | 273.5 | 53514069582 | 6.1 | LB
10699 | Cord Term&Seal 115V/25'/14-3 SO/Nonauto | EA | 266.5 | 53514069834 | 4.4 | LB
10700 | Switch,Vert Float-Asm "WM266" W/ Float & | EA | 134 | 53514069841 | 2 | LB
10711 | Coupling,Elec 3.0"/Steel-Indus Enameled/ | EA | 296.5 | 53514190002 | 4 | LB
10713 | Fuse,Secondary/.6Amp/200-230/460V/3Ph/0- | EA | 33 | 53514070649 | 0.01 | LB
10716 | Carton,"264" | EA | 8.5 | 53514459987 | 1.585 | LB
10717 | Guard,"264" | EA | 6.5 | 53514071769 | 0.335 | LB
10718 | Housing,Pump-Mach "264" | EA | 126 | 53514071035 | 12.3 | LB
10720 | Housing,Pump-Mach "1264" | EA | 126 | 53514071776 | 12.3 | LB
10721 | Switch & Cord,Float-Vfs/"Y-Splice"/15'Lg | EA | 164 | 53514223236 | 2.1 | LB
10726 | Nipple,Pipe 2" X 41"/Galv | EA | 200.5 | 53514358808 | 0 | LB
10734 | Seal,Cord-T&B (2922Nm) | EA | 55 | 53514088828 | 0.066 | LB
10749 | Hub & Seal-Ci/2"/Curved/For 18"-72" Dia | EA | 176 | 53514073886 | 6 | LB
10776 | Nipple,Pipe 1.5"X 20" Galv | EA | 137.5 | 53514199586 | 4.6 | LB
10797 | Housing,Pump-Mach Asm.-Homeguard(Hilo) | EA | 141 | 53514087296 | 1.5 | LB
10798 | Valve,Automatic Home-Guard(Hilo) | EA | 161 | 53514087302 | 2 | LB
10802 | Guide,Square-Mach/SS/Upper-Special 39" | EA | 82.5 | 53514454517 | 3 | LB
10806 | Stator W-Screws 115V/1Ph/"264"/Sec | EA | 58 | 53514088736 | 5.25 | LB
10809 | Screw,.25-20 X 1.25" HH Cap Screw-SS | EA | 0.5 | 53514336219 | 0 | LB
10827 | Switch,Flt-Term & Seal "820" | EA | 184 | 53514077976 | 1.1 | LB
10828 | Cord Term&Seal 230V/1Ph/Auto/"820-6820" | EA | 196 | 53514078034 | 3.6 | LB
10829 | Capacitor-Start & Clamp Asm. | EA | 54.5 | 53514078041 | 0.1 | LB
10830 | Capacitor-Run & Clamp Asm/40Mf/370 Vac | EA | 29.5 | 53514078058 | 0.1 | LB
10831 | Rotor & Brg Asm/1Ph "820" | EA | 275.5 | 53514078065 | 5.1 | LB
10832 | Cutter & Disc Asm./"820" | EA | 364.5 | 53514078072 | 2.5 | LB
10833 | Wire Pkg (6 Wires)/1Ph/200-230V/2Hp/"820 | EA | 22 | 53514078089 | 0.01 | LB
10839 | Oil,Dielectric-(32 Oz) | EA | 56 | 53514078201 | 2 | LB
10840 | Cord Term&Seal 230V/1Ph/Na/"820-6820" | EA | 197 | 53514078171 | 14 | LB
10841 | Cordage Term&Seal 200V/Na/"820-6820" | EA | 180.5 | 53514078188 | 14 | LB
10842 | Cordage Term&Seal 200V/Auto/"820-6820" | EA | 164.5 | 53514078195 | 14 | LB
10843 | Rebuild Kit WD & Wh "820/6820"/(09/96-08 | EA | 245 | 53514078300 | 5 | LB
10844 | Rebuild Kit E & I "820/6820"/(09/96-08/0 | EA | 234 | 53514078317 | 5.9 | LB
10855 | Nipple,Pipe 1.25" X 14" Galv | EA | 55 | 53514159535 | 2.42 | LB
10856 | Nipple,Pipe 1.25" X 8"/Galv | EA | 54.5 | 53514167127 | 1.53 | LB
10858 | Nipple,Pipe 1.25" X 26"/Galv | EA | 160.5 | 53514310295 | 4.96 | LB
10859 | Nipple,Pipe 1.25" X 38"/Galv | EA | 140.5 | 53514314804 | 0 | LB
10860 | Nipple,Pipe 1.25" X 50"/Galv | EA | 153.5 | 53514143091 | 8.625 | LB
10863 | Washer,Support SS-(1.062) OD X .635 Id X | EA | 2 | 53514158842 | 0.01 | LB
10899 | Contactor For 10-0397 | EA | 223 | 53514071288 | 2 | LB
10909 | Seal,Cord 3-Hl Qwik Box/18 & 16Ga/Molded | EA | 19.5 | 53514084745 | 0.273 | LB
10916 | Contactor For 10-0398 | EA | 386.5 | 53514071646 | 1 | LB
10924 | Contactor,M2 Reversing/For 1Ph Grinder P | EA | 311.5 | 53514071523 | 1 | LB
10925 | Cord Term&Seal 115V/10'/18-3 Sjow/Aut | EA | 38.5 | 53514071950 | 1.6 | LB
10926 | Cord Term&Seal 230V/10'/18-3 Sjow/Aut | EA | 38.5 | 53514071967 | 1.6 | LB
10927 | Cord Term&Seal 115V/15'/18-3 Sjow/Na/ | EA | 50.5 | 53514071974 | 1.6 | LB
10928 | Cord Term&Seal 230V/15'/18-3 SJOW or SJO | EA | 57.5 | 53514071981 | 1.6 | LB
10929 | Cordage Cond&Sls/HT/6'/16-3/Auto/3137/31 | EA | 319 | 53514072063 | 0.7 | LB
10930 | Cordage & Term/HT/6'/16-3 Sow/Auto | EA | 30 | 53514072070 | 0.58 | LB
10935 | Rod,Float-Molded/"264" | EA | 3 | 53514079116 | 0.016 | LB
10936 | Cordage Term&Seal/35'/16-3 SOW-A/Power/" | EA | 164 | 53514072117 | 3.5 | LB
10937 | Cordage Term&Seal/35'/18-2 SOW-A/Sensor/ | EA | 68.5 | 53514072124 | 2.6 | LB
10938 | Rebuild Kit "6161"/16-3Ga Wire | EA | 164.5 | 53514072131 | 12 | LB
10953 | Capacitor,Run-For Panel 10-0490 | EA | 148.5 | 53514072278 | 1 | LB
10954 | Capacitor,Start-For Panel 10-0490 | EA | 39 | 53514072285 | 1 | LB
10959 | Rotor & Bearing 115/230V/1Ph/.5Hp/DS | EA | 112 | 53514072438 | 5.25 | LB
10960 | Impeller "98" Cast Iron | EA | 49.5 | 53514072445 | 2.25 | LB
10961 | Rebuild Kit "4161" W/O Moisture Sensor | EA | 229 | 53514072452 | 12 | LB
10973 | Base Asm "270" | EA | 31 | 53514072629 | 1.06 | LB
10990 | Seal,Silicon Carbide/Stationary/"840" | EA | 75 | 53514115111 | 0.038 | LB
10992 | Seal,Shaft Asm/SC-SC | EA | 171.5 | 53514072957 | 0.1 | LB
10994 | Rotor & Brg Asm/115/230V/1Ph/"140/270" | EA | 98 | 53514072971 | 5.4 | LB
10996 | Rotor & Brg Asm/115/230V/1Ph/"4140/4270" | EA | 103.5 | 53514073008 | 4 | LB
10998 | Float-Mach,HT Float Rod Extension | EA | 5.5 | 53514076306 | 0.36 | LB
11025 | Switch Wt'S & Cable | EA | 62.5 | 53514008826 | 2 | LB
11042 | Cord,Term&Seal "XE189/XE295/XE405" | EA | 94.5 | 53514088729 | 2.6 | LB
11051 | Adapter-Mach "820" Suspended Indoor Syst | EA | 145.5 | 53514197711 | 2.25 | LB
11057 | Washer & E-Snap Ring Asm/"4290/4291" | EA | 3.5 | 53514070496 | 0.1 | LB
11058 | Cover & Handle "4290/4291" | EA | 135.5 | 53514070502 | 10.75 | LB
11059 | Cordage Term&Seal/50'/16-3 SOW-A/Power/" | EA | 210.5 | 53514070519 | 4.9 | LB
11060 | Cordage Term&Seal/50'/18-2 SOW-A/MS/4290 | EA | 166 | 53514070526 | 3.7 | LB
11061 | Rotor & Brg Asm 1Ph/"4290" | EA | 144 | 53514070533 | 5.25 | LB
11062 | Wire Pkg,(2)Wires/1Ph/200-230V/1Hp/"4290 | EA | 5 | 53514070540 | 0.01 | LB
11063 | Cover & Cordage 1Ph/50'/16-3 SOW-A/230V/ | EA | 430 | 53514070694 | 14.5 | LB
11064 | Seal,Cord-Asm/Sensor/4290/4291 | EA | 11.5 | 53514070687 | 0.1 | LB
11065 | Seal,Cord-Asm/Power/230V/1Ph/"4290" | EA | 11.5 | 53514070700 | 0.1 | LB
11066 | Oil,Dielec-(57 Oz)/"4290/4291" | EA | 56 | 53514070717 | 3.56 | LB
11069 | Cordage Term&Seal/50'/14-3 SO/200V/1Ph/N | EA | 333 | 53514070748 | 8.7 | LB
11070 | Cordage Term&Seal/50'/16-4 SOW-A/3Ph/Na | EA | 246 | 53514070755 | 4.1 | LB
11071 | Seal,Cord-Asm/Power/3Ph/Na/"4290/4291" | EA | 12.5 | 53514070762 | 0.1 | LB
11072 | Cover & Cordage 3Ph/50'/16-4 SOW-A/"4290 | EA | 466 | 53514070779 | 14.8 | LB
11073 | Rotor & Brg Asm 3Ph/"4165" | EA | 153 | 53514070786 | 4.5 | LB
11074 | Impeller Asm 3Ph/"4290" | EA | 160.5 | 53514070793 | 1.5 | LB
11075 | Cover & Cordage 1Ph/50'/16-3/Sensor 18-2 | EA | 609 | 53514070809 | 15.6 | LB
11076 | Cover & Handle W/Sensor 16Ga/"4290/4291" | EA | 149 | 53514070816 | 11 | LB
11077 | Cover & Cordage 1Ph/50'/14-3/Sensor 18-2 | EA | 757 | 53514070861 | 23.1 | LB
11079 | Cover & Cordage 3Ph/50'/16-4/Sen 18-2/"4 | EA | 645 | 53514070878 | 19 | LB
11081 | Rotor & Brg Asm 3Ph/"4291" | EA | 275 | 53514070908 | 5.25 | LB
11082 | Impeller Asm 3Ph/"4291" | EA | 240 | 53514070915 | 1.8 | LB
11085 | Cordage Term&Seal/50'/12-3 SO/Power/"429 | EA | 442 | 53514070946 | 13.1 | LB
11086 | Rotor & Brg Asm 1Ph/"4291" | EA | 239 | 53514070953 | 4.75 | LB
11088 | Impeller Asm 1Ph/"4291" | EA | 227 | 53514070977 | 1.8 | LB
11090 | Cover & Cordage 3Ph/50'/14-4/Sensor 18-2 | EA | 1077.5 | 53514071004 | 25 | LB
11091 | Cordage Term&Seal/50'/14-4 SO/Power/3Ph/ | EA | 657 | 53514070991 | 10.6 | LB
11092 | Wire Pkg,(2)Wires/1Ph/200-230V/2Hp/"4291 | EA | 7 | 53514071011 | 0.01 | LB
11093 | Rebuild Kit "4290/4291"/16-4Ga Wire | EA | 365.5 | 53514071196 | 6 | LB
11095 | Rebuild Kit "4290/4291"/12-3Ga Wire | EA | 429 | 53514071202 | 6 | LB
11096 | Rebuild Kit "4290/4291"/16-3Ga Wire | EA | 354 | 53514071219 | 6 | LB
11097 | Impeller Asm 1Ph/"4290" | EA | 147 | 53514071028 | 1.8 | LB
11099 | Overload 13.0-18.0 Amps/For 10-0543 | EA | 773 | 53514073831 | 2 | LB
11118 | Rebuild Kit 140 Frame/2 Pc Housing | EA | 424.5 | 53514083359 | 20 | LB
11119 | Rebuild Kit 140 Frame/1-Pc Housing | EA | 421 | 53514083373 | 20 | LB
11120 | Rebuild Kit 250 Frame | EA | 1874.5 | 53514083380 | 98 | LB
11121 | Package,Shim/210 Frame | EA | 194 | 53514083397 | 0.1 | LB
11124 | Seal,Shaft 1.125 Id SC-SC/(Buna-N) | EA | 158.5 | 53514096182 | 0.183 | LB
11125 | Seal,Shaft 1.125 Id SC-Carb/(Buna-N) | EA | 450 | 53514096199 | 1.5 | LB
11126 | Seal,Shaft 1.125 Id SC-SC/(Viton) | EA | 207.5 | 53514103347 | 0.23 | LB
11127 | Seal,Shaft 1.125 Id SC-Carb/(Viton) | EA | 240 | 53514103361 | 1.5 | LB
11128 | Seal,Shaft 1.25 Id SC-SC/(Buna-N) | EA | 337 | 53514102609 | 2 | LB
11129 | Seal,Shaft 1.25 Id SC-Carb/(Buna-N) | EA | 259.5 | 53514103408 | 2 | LB
11130 | Seal,Shaft 1.250 Id SC-SC/(Viton) | EA | 148 | 53514103439 | 2 | LB
11131 | Seal,Shaft 1.250 Id SC-Carb/(Viton) | EA | 207.5 | 53514103453 | 2 | LB
11132 | Seal,Shaft 1.50 Id SC-Carb/(Buna-N) | EA | 147.5 | 53514103460 | 2.5 | LB
11133 | Seal,Shaft 1.50 Id SC-Carb/(Viton) | EA | 1015 | 53514103477 | 2.5 | LB
11135 | Seal,Shaft 1.750 Id SC-SC/(Buna-N) | EA | 703.5 | 53514103521 | 2.5 | LB
11136 | Seal,Shaft 1.750 Id SC-Carb/(Buna-N) | EA | 302.5 | 53514103545 | 2.5 | LB
11137 | Seal,Shaft 1.750 Id SC-SC/(Viton) | EA | 756 | 53514103576 | 2.5 | LB
11138 | Seal,Shaft 1.750 Id SC-Carb/(Viton) | EA | 352 | 53514103590 | 2.5 | LB
11139 | Seal,Shaft 1.875 Id SC-SC/(Buna-N) | EA | 1109 | 53514103613 | 2.75 | LB
11141 | Seal,Shaft 1.875 Id SC-SC/(Viton) | EA | 1039.5 | 53514103668 | 2.75 | LB
11142 | Seal,Shaft 1.875 Id Sc-Carb/(Viton) | EA | 678 | 53514103682 | 2.75 | LB
11143 | Seal,Shaft 2.000 Id SC-SC/(Buna-N) | EA | 1392 | 53514103712 | 2.75 | LB
11144 | Seal,Shaft 2.000 Id Sc-Carb/(Buna-N) | EA | 942.5 | 53514103736 | 2.75 | LB
11145 | Seal,Shaft 2.000 Id SC-SC/(Viton) | EA | 1438 | 53514103767 | 2.75 | LB
11149 | Clamp,Cord Seal-Mach/140Frame | EA | 59 | 53514130046 | 1.62 | LB
11151 | Housing,Mtr-Mach 140 Frame | EA | 585.5 | 53514147280 | 46 | LB
11153 | Adapter-Mach 140 Frame | EA | 555.5 | 53514159276 | 51 | LB
11155 | Plate,Seal-Mach 140 Frame | EA | 177 | 53514141998 | 7.445 | LB
11157 | Seal,Ring 5.734Id -256 | EA | 2.5 | 53514112028 | 0.01 | LB
11158 | Seal,Ring 6.734Id -261 | EA | 2 | 53514123758 | 0.01 | LB
11159 | Seal,Cord-Polyflex Pvc 140 Frame | EA | 15.5 | 53514127558 | 0.2 | LB
11160 | Wire Asm Moisture Sensor | EA | 10.5 | 53514122478 | 0.1 | LB
11162 | Plug,Test-Pipe .25 SS/Hex Hd/.560"Lg | EA | 5 | 53514130008 | 0.01 | LB
11163 | Housing,Mtr-& Str 200V/3Ph/1750/6.25"Fr/ | EA | 1477.5 | 53514238773 | 0 | LB
11164 | Housing,Mtr-& Str 200V/3Ph/1750/6.25"Fr/ | EA | 1486 | 53514215125 | 0 | LB
11165 | Housing,Mtr-& Str 200V/3Ph/1750/6.25"Fr/ | EA | 1494 | 53514198619 | 70 | LB
11166 | Housing,Mtr-& Str 230V/3Ph/1750/6.25"Fr/ | EA | 1489.5 | 53514235567 | 64 | LB
11167 | Housing,Mtr-& Str 230V/3Ph/1750/6.25"Fr/ | EA | 1491 | 53514127770 | 70 | LB
11168 | Housing,Mtr-& Str 230V/3Ph/1750/6.25"Fr/ | EA | 1499 | 53514146535 | 55 | LB
11169 | Housing,Mtr-& Str/460V/3Ph/1750/6.25"Fr/ | EA | 1486.5 | 53514206963 | 65 | LB
11170 | Housing,Mtr-& Str 460V/3Ph/1750/6.25"Fr/ | EA | 1488 | 53514127206 | 70 | LB
11171 | Housing,Mtr-& Str 460V/3Ph/1750/6.25"Fr/ | EA | 1496 | 53514184537 | 64 | LB
11172 | Housing,Mtr-& Str 575V/3Ph/1750/6.25"Fr/ | EA | 1390 | 53514293581 | 65 | LB
11174 | Housing,Mtr-& Str 575V/3Ph/1750/6.25"Fr/ | EA | 1430.5 | 53514410858 | 0 | LB
11175 | Housing,Mtr-& Str 230V/1Ph/1750/6.25"Fr/ | EA | 1413.5 | 53514161736 | 86 | LB
11177 | Housing,Mtr-& Str 200V/3Ph/1750/6.25"Fr/ | EA | 1819.5 | 53514229023 | 0 | LB
11178 | Cover & Cord 25'Cd/12-4 SOW-A/140 Frame | EA | 574 | 53514112011 | 28 | LB
11179 | Cover & Cord 25'Cd/12-4/Sensor 18-5/140 | EA | 720.5 | 53514121792 | 25 | LB
11180 | Cover & Cord 35'Cd/12-4 SOW-A/140 Frame | EA | 653.5 | 53514204785 | 26 | LB
11181 | Cover & Cord 35'Cd/12-4/Sensor 18-5/140 | EA | 826 | 53514473570 | 10 | LB
11182 | Cover & Cord 50'Cd/12-4 SOW-A/140 Frame | EA | 762 | 53514194482 | 29 | LB
11183 | Cover & Cord 50'Cd/12-4/Sensor 18-5/140 | EA | 995.5 | 53514146887 | 15 | LB
11184 | Cover & Cord 75'Cd/12-4 SOW-A/140 Frame | EA | 942 | 53514194086 | 37 | LB
11185 | Cover & Cord 75'Cd/12-4/Sensor 18-5/140 | EA | 1278 | 53514201340 | 44 | LB
11186 | Seal,Cord W/Sensors-Polyflex Pvc 140 Fra | EA | 15.5 | 53514141271 | 0.13 | LB
11190 | Bearing,Radial 6306 | EA | 16 | 53514123741 | 0.763 | LB
11211 | Kit,Repair/G6772 HH Pump/Sil-Sil Seals | EA | 6060 | 53514087210 | 37 | LB
11212 | Cap,Reliance 210 Frame/(4)8Ga./(5)18Ga./ | EA | 3301 | 53514100759 | 40 | LB
11213 | Seal,O-Ring Set 210 Fr/Reliance Motor/Bu | EA | 108 | 53514100766 | 1 | LB
11217 | Cap,Reliance 140 Frame/(4)14Ga/(5)18Ga./ | EA | 2253.5 | 53514326210 | 25 | LB
11222 | Seal,O-Ring Set 140 Fr/Reliance Motor/Bu | EA | 251.5 | 53514206185 | 1 | LB
11223 | Seal,O-Ring Set 180Fr/Reliance Motor/Bun | EA | 169 | 53514151799 | 0.5 | LB
11231 | Impeller-Mach SO 7.500" Dia/140Fr/2.50"S | EA | 300.5 | 53514131135 | 11.11 | LB
11232 | Impeller-Mach SO 7.375" Dia/140Fr/2.50"S | EA | 300.5 | 53514190477 | 11 | LB
11233 | Impeller-Mach SO 7.250" Dia/140Fr/2.50"S | EA | 300.5 | 53514260781 | 11.25 | LB
11234 | Impeller-Mach SO 7.125" Dia/140Fr/2.50"S | EA | 488.5 | 53514361235 | 0 | LB
11235 | Impeller-Mach SO 7.000" Dia/140Fr/2.50"S | EA | 488.5 | 53514163754 | 11 | LB
11236 | Impeller-Mach SO 6.875" Dia/140Fr/2.50"S | EA | 488.5 | 53514137120 | 11 | LB
11237 | Impeller-Mach SO 6.750" Dia/140Fr/2.50"S | EA | 488.5 | 53514425890 | 0 | LB
11238 | Impeller-Mach SO 6.625" Dia/140Fr/2.50"S | EA | 488.5 | 53514458317 | 0 | LB
11248 | Impeller-Mach SO 7.000" Dia/Br/140Fr/2.5 | EA | 1426 | 53514305055 | 0 | LB
11254 | Housing,Pump-Mach 3"Horizontal-D/2.5"Sol | EA | 653 | 53514123994 | 60 | LB
11265 | Guide,Lower-Mach Cast Iron | EA | 46 | 53514122744 | 2.2 | LB
11278 | Plate,Mounting-Mach 6"D/Cast Iron(Rev) | EA | 543.5 | 53514132156 | 42 | LB
11280 | Plate,Mounting-Mach 6"D/Brass(Rev) | EA | 4227.5 | 53514284305 | 40.5 | LB
11282 | Disconnect,Elbow-Mach 6"D/ Cast Iron | EA | 1809.5 | 53514155094 | 160 | LB
11285 | Disconnect,2"V Galv/EZ Out | EA | 1555 | 53514158576 | 40 | LB
11295 | Stator 230-460V3Ph/1750/6.25"Fr/5.00"Sta | EA | 1049.5 | 53514331863 | 26.4 | LB
11296 | Stator 230V/1Ph/3450/6.25"Fr/5.00"Stack | EA | 935 | 53514319946 | 31.4 | LB
11297 | Stator 230-460V/3Ph/3450/6.25"Fr/5.00"St | EA | 1118 | 53514330071 | 31.4 | LB
11298 | Rotor 230/200/460/575V/3P/1750/6.25"Fr/5 | EA | 429 | 53514136109 | 19.2 | LB
11300 | Tank,5040 Step System/Poly-Rotomold | EA | 569.5 | 53514077983 | 15 | LB
11303 | Filter Asm/"5040"Step/System | EA | 538.5 | 53514077990 | 6 | LB
11331 | Receptacle,250V/20A/Short Strap/Single | EA | 41.5 | 53514193003 | 0.1 | LB
11332 | Cover & Cordage Asm/3Ph/20'/16-4 SOW-A/P | EA | 277 | 53514073978 | 13 | LB
11334 | Rebuild Kit Na 3Ph/"405" | EA | 119.5 | 53514074005 | 10 | LB
11378 | Cordage Term&Seal/20'/18-2 SOW-A/MS | EA | 86.5 | 53514083427 | 1.6 | LB
11387 | Seal,O-Ring(371) | EA | 4 | 53514103798 | 1 | LB
11406 | Cover,Riser-9.875" Dia X.25" Pvc/8"Septi | EA | 45 | 53514084615 | 3 | LB
11418 | Seal,Cord 3-Hole W/Slit | EA | 8 | 53514078003 | 0.05 | LB
11419 | BN142 115V/1Ph/Pb10'/Service Part | EA | 930 | 53514078010 | 47 | LB
11420 | BN51 115V/1Ph/Pb10'/Service Part | EA | 380 | 53514078027 | 26 | LB
11424 | Float-Ag. Pontoon Asm/"4290/4291"/W-Cart | EA | 465.5 | 53514077525 | 28 | LB
11426 | Pipe,Pvc 24"Dia X 1' Ultra Ribbed | EA | 377 | 53514152710 | 20 | LB
11427 | Pipe,Pvc 24"Dia X 2' Ultra Ribbed | EA | 731 | 53514352011 | 0 | LB
11428 | Pipe,Pvc 24"Dia X 3' Ultra Ribbed | EA | 1084.5 | 53514294342 | 60 | LB
11429 | Pipe,Pvc 24"Dia X 4' Ultra Ribbed | EA | 1438 | 53514352028 | 0 | LB
11430 | Pipe,Pvc 24"Dia X 5' Ultra Ribbed | EA | 1791.5 | 53514352035 | 0 | LB
11431 | Pipe,Pvc 24"Dia X 6' Ultra Ribbed | EA | 2145 | 53514352042 | 0 | LB
11446 | Relay,Reversing Circuit For 10-0394 | EA | 130 | 53514077648 | 1 | LB
11449 | Circuit Board,Reversing For 10-0394 | EA | 389.5 | 53514077792 | 1 | LB
11484 | Mtr Protective Sw-3P/2.5-4.0A/Ref 10-067 | EA | 618.5 | 53514078805 | 2 | LB
11485 | Auxillary Contact For 3P Rhombus Panel/0 | EA | 136 | 53514078843 | 0.5 | LB
11494 | Case Handle & Arm "264" | EA | 45.5 | 53514079017 | 2.3 | LB
11509 | Arm & Seal Asm. "264" | EA | 28.5 | 53514079093 | 0.2 | LB
11511 | Case & Switch Asm "264" | EA | 75 | 53514079109 | 2.5 | LB
11514 | Rebuild Kit "WM264/WM1264" | EA | 71.5 | 53514080075 | 4 | LB
11515 | Rebuild Kit "264/1264" | EA | 71.5 | 53514079123 | 4 | LB
11521 | Relay,Omron My4-Ac120 120V | EA | 40 | 53514079932 | 0.5 | LB
11524 | Relay,Alternating Omron My2K-Ac120 120V | EA | 198 | 53514079963 | 0.5 | LB
11525 | Transformer,200/230/460V/To 120V/50Va | EA | 328 | 53514079970 | 5 | LB
11526 | Transformer,Micron B050Wz13Xk | EA | 344.5 | 53514079987 | 5 | LB
11527 | Overload,Mps Tele Gv2M06/1.0-1.6A | EA | 618.5 | 53514079994 | 2 | LB
11528 | Overload,Mps Tele Gv2M07/1.6-2.5A | EA | 618.5 | 53514080006 | 2 | LB
11529 | Overload,Mps Tele Gv2Mo8/2.5-4.0A | EA | 606 | 53514080013 | 2 | LB
11530 | Overload,Mps Tele Gv2M10/4.0-6.3A | EA | 606 | 53514080020 | 2 | LB
11531 | Overload,Mps Tele Gv2M14/6.0-10.0A | EA | 606 | 53514080037 | 2 | LB
11532 | Overload,Mps Tele Gv2M16/9.0-14.0A | EA | 674 | 53514080044 | 2 | LB
11533 | Overload,Mps Tele Gv2M20/13.0-18.0A | EA | 773 | 53514080051 | 2 | LB
11534 | Contactor,Furnas 42Cf15Af | EA | 241.5 | 53514080068 | 2 | LB
11536 | Fitting,Pvc .5" Tee Sch 40 | EA | 1.5 | 53514369347 | 0 | LB
11548 | Wire Pkg "140/270"/ W/O Insulators | EA | 3 | 53514079604 | 0.01 | LB
11549 | Cover & Handle Asm "140-270" | EA | 62 | 53514079611 | 5.1 | LB
11550 | Capacitor,Asm-30Uf 250V/Ind Midwec/"140/ | EA | 38.5 | 53514079628 | 2 | LB
11551 | Cord Term & Seal 20'/115V /Wo Insul/"140 | EA | 86 | 53514079635 | 2.1 | LB
11558 | Cord Term&Seal 230V/15"/Na/1Ph/W Insulat | EA | 55 | 53514079703 | 2.1 | LB
11562 | Seal,Cord-Asm "WM264-WM1264" | EA | 3.5 | 53514079475 | 0.1 | LB
11563 | Switch & Cord,Seal Asm-Float Vfs "WM264/ | EA | 176 | 53514079482 | 3 | LB
11569 | Case Handle & Arm "1264" | EA | 46.5 | 53514079529 | 2.1 | LB
11571 | Case & Switch Asm "1264" | EA | 78.5 | 53514079536 | 2.2 | LB
11572 | Housing,Mtr-& Term Asm. | EA | 56 | 53514079543 | 6.8 | LB
11584 | Stator 460V/3Ph/.5Hp/GE | EA | 324.5 | 53514343453 | 6 | LB
11586 | Carton Asm "264" | EA | 15 | 53514080105 | 1.6 | LB
11597 | Circuit Breaker, Rhombuscontrol Panel/10 | EA | 142.5 | 53514080273 | 1 | LB
11602 | Screw,#14 X 2.5"Flat Hd/Square Drive/Typ | EA | 2 | 53514106393 | 0.02 | LB
11610 | Rotor & Brg Asm 1Ph/"4295" | EA | 193 | 53514080297 | 5 | LB
11613 | Cover & Cordage 230V/1Ph/12-3 SO/"4295" | EA | 439.5 | 53514080457 | 16.2 | LB
11621 | Rotor & Brg Asm 3Ph/"6294" | EA | 236 | 53514080570 | 5.5 | LB
11626 | Seal,Cord Asm & Strain Relief | EA | 3 | 53514081737 | 0.1 | LB
11627 | Cover & Cord 230V/1Ph/"6282" | EA | 296.5 | 53514081744 | 13.3 | LB
11630 | Rotor & Brg 115/230V/"6282" | EA | 147.5 | 53514081775 | 4 | LB
11634 | Rebuild Kit "6282" | EA | 162.5 | 53514081874 | 6 | LB
11639 | Cover & Gasket Asm 14Ga "4290'S" | EA | 148.5 | 53514082093 | 10.75 | LB
11640 | Cord Term&Seal 200V/20'/14-4 SO/3Ph/Nona | EA | 251.5 | 53514082109 | 4.8 | LB
11646 | Relay,Orginal Style/Rev-Grinder(DC)W-Res | EA | 155 | 53514082291 | 3 | LB
11647 | Module,Orginal Style/Rev-Grinder(DC)/20A | EA | 676.5 | 53514082307 | 3 | LB
11655 | Cover & Gasket Asm 16Ga/"4290'S" | EA | 141 | 53514082444 | 10.75 | LB
11656 | Seal,Cord-Asm & Str Rlf/16-4 Cd | EA | 4.5 | 53514082451 | 0.1 | LB
11659 | Cover & Gasket Asm W/Mst Sen/14 Ga. | EA | 176.5 | 53514082468 | 10.75 | LB
11671 | Package,Shim/140 Frame | EA | 66 | 53514082888 | 0.08 | LB
11678 | Adapter & Plug/W Mst Sen/"4140/4270" | EA | 222 | 53514082918 | 16 | LB
11679 | Adapter & Plug/Wo Mst Sen/"4140/4270" | EA | 226.5 | 53514082932 | 16 | LB
11680 | Cord Term&Seal/(Sensor) "6295" | EA | 59 | 53514082925 | 2 | LB
11681 | Seal Asm,Shaft/.5"(John Crane Type 6A)/" | EA | 25 | 53514082949 | 1 | LB
11682 | Stator,Asm 230V/1Ph/Saw Lam Mtr/"140/270 | EA | 342.5 | 53514082994 | 11 | LB
11683 | Stator,Asm 380/460V/3Ph/.5Hp/"163" | EA | 574.5 | 53514083007 | 7 | LB
11684 | Stator,Asm 380/460V/3Ph/1Hp/"284" | EA | 602.5 | 53514083014 | 9 | LB
11685 | Stator,Asm 380/460V/3Ph/1Hp/"165/293" | EA | 668.5 | 53514083021 | 10.18 | LB
11686 | Stator,Asm 380/460V/3Ph/2Hp/"189/295" | EA | 888.5 | 53514083038 | 12.31 | LB
11690 | Impeller, Plastic "270/4270" | EA | 8 | 53514083250 | 0.1 | LB
11691 | Cover & Cord/3Ph/"4295" W-Mst Sen | EA | 327.5 | 53514083434 | 12.6 | LB
11693 | Cord Term&Seal 115V/20'/18-3 SJTW or SJT | EA | 37.5 | 53514083526 | 2.6 | LB
11711 | Key,.1875 X.1875 X 2 3/16" SS | EA | 3.5 | 53514123864 | 0.01 | LB
11713 | Nipple,Pipe 1.25 X 9" SS | EA | 63.5 | 53514468385 | 1.72 | LB
11715 | Cover & Gasket Asm W/Mst Sen/16Ga | EA | 154 | 53514084080 | 10.75 | LB
11719 | Pipe,Pvc 24"Dia X 8" Ultra Ribbed | EA | 306.5 | 53514153953 | 16 | LB
11761 | Cover & Cordage 3Ph/20'/12-3/Sensor 18-2 | EA | 565.5 | 53514085452 | 18.3 | LB
11769 | Seal Asm,Qwik Box 14,16,18 Ga Cord | EA | 13 | 53514086053 | 0.3 | LB
11784 | Housing,Pump-Mach/"405"/Bellmouth/Green | EA | 3409.5 | 53514091385 | 45 | LB
11795 | Cord,Assembly/30' (For 011156 Motor) | EA | 2357.5 | 53514086336 | 3 | LB
11799 | Handle,Pull-Plastic 4" | EA | 4.5 | 53514095277 | 0.03 | LB
11803 | Rotor & Brg 200/230/460V/3Ph/1Hp | EA | 204.5 | 53514086749 | 5 | LB
11806 | Rebuild Kit "4284" | EA | 164.5 | 53514086824 | 8 | LB
11810 | Coupling,Elec 3.0"/SS | EA | 618 | 53514213206 | 4 | LB
11820 | Cord Term&Seal 115V/75'/12-3 SO/Auto/20A | EA | 571.5 | 53514087234 | 20.3 | LB
11831 | Carton,12" X 8" X 6" | EA | 6.5 | 53514315245 | 0.535 | LB
11832 | Switch,Mech Flt/125/250V/5Amp/20'Cd/Wo P | EA | 83.5 | 53514088279 | 1.683 | LB
11833 | Switch,Mech Flt.125/250V/5Amp/15'Cd/Wo | EA | 73 | 53514095253 | 1.33 | LB
11841 | Column,Plastic-Model 81/82 | EA | 6 | 53514088484 | 2 | LB
11849 | Shaft&Imp Asm-2' XL "112" | EA | 299 | 53514088552 | 6.3 | LB
11850 | Control,HT/Na/15'Cond | EA | 778.5 | 53514220501 | 0 | LB
11858 | Contactor,Auxillary For 10-0464 (1005195 | EA | 62 | 53514088835 | 1 | LB
11863 | Cord Term&Seal 230V/30'/16-3 SOW-A/1Ph/N | EA | 146.5 | 53514088941 | 3 | LB
11876 | Switch,Flt-Term & Seal/20A | EA | 283.5 | 53514089481 | 1.5 | LB
11877 | Rebuild Kit "WD189/295" | EA | 219 | 53514089498 | 6 | LB
11878 | Rebuild Kit "WD405" | EA | 209 | 53514089504 | 8 | LB
11879 | Cover & Seals "WH820" | EA | 194.5 | 53514090326 | 11.5 | LB
11880 | Switch,Flt-Term & Seal | EA | 289.5 | 53514089511 | 2 | LB
11882 | Brushes,Motor Aquanot | EA | 55 | 53514091101 | 0.02 | LB
11898 | Cord Term&Seal 115V/50'/16-3 Sjow-A/Aut | EA | 271 | 53514089757 | 5.1 | LB
11926 | Fuse Holder,In-Line-Type | EA | 2.5 | 53514096649 | 0.01 | LB
11931 | Alarm,12Vdc "Aquanot" | EA | 38 | 53514091255 | 0.124 | LB
11939 | Terminal,Ring 10-12Ga .375" Id/.75" OD | EA | 2 | 53514091279 | 0.01 | LB
11942 | Column-SS "Aquanot" | EA | 59 | 53514091286 | 1.02 | LB
11944 | Shaft-Mach "Aquanot" | EA | 53 | 53514091309 | 1.34 | LB
11945 | Impeller-Plastic "Aquanot" | EA | 7.5 | 53514091330 | 0.12 | LB
11949 | Screw,#8 X .625" Pan Hd/Phillips/SS/Type | EA | 0.5 | 53514113988 | 0.01 | LB
11958 | Fitting,Pvc 1.25"MPT X 1.5" Slip | EA | 3 | 53514445447 | 0 | LB
11961 | Charger,115Vac-12Vdc/.5Amodel 580 "Aquan | EA | 82.5 | 53514091354 | 15.5 | LB
11966 | Fastener,Rivet,Alum-#64 1-3/16X.063-.25G | EA | 0.5 | 53514099800 | 0.01 | LB
11968 | Overload,40Amp/12V/#54-240/"Aquanot"/W-N | EA | 11 | 53514097868 | 0.5 | LB
11972 | Nut,Kep 1/4-28 HH Zinc | EA | 0.5 | 53514099893 | 0.01 | LB
11974 | Clamp,Strain Relief-Cord#1200 | EA | 0.5 | 53514099855 | 0.01 | LB
11995 | Wire Asm-F-R(1)Wire 66" Lg/Black | EA | 23 | 53514099923 | 0.1 | LB
11999 | Wire Asm-F-S(1)Wire 66" Lg/Red | EA | 23.5 | 53514097455 | 0.1 | LB
12007 | Seal,Foam-Bsn Cvr/42-48-60/Psa/.75X .125 | EA | 17 | 53514112523 | 0.2 | LB
12008 | Hardware Pak,24/30/36/FG | EA | 57.5 | 53514102623 | 0.62 | LB
12009 | Hardware Pak,42/48/60/FG | EA | 77 | 53514167301 | 3 | LB
12012 | Collar,Unicheck-2"/Threaded | EA | 11 | 53514244644 | 0.1 | LB
12013 | Seat,Unicheck-2"/Union/Female Slip | EA | 5 | 53514347307 | 0 | LB
12014 | Hardware Pak,24"Dia/2V2D/(17-0305) | EA | 74.5 | 53514107703 | 2 | LB
12015 | Hardware Pak,24"Dia/3V3D/(For 17-0306) | EA | 74.5 | 53514311377 | 0 | LB
12016 | Hardware Pak,24"Dia/3V2D/(For 17-0215) | EA | 74.5 | 53514311360 | 0 | LB
12027 | Housing,Pump-Plastic/Model 72 | EA | 14.5 | 53514154578 | 0.34 | LB
12028 | Base-Plastic/Model 72 | EA | 8.5 | 53514146788 | 0.43 | LB
12029 | Guard/Handle-Plastic/Automatic/Model 72 | EA | 5.5 | 53514140502 | 0.163 | LB
12030 | Handle-Plastic/Non-Auto/Model 72 | EA | 3.5 | 53514154585 | 0.057 | LB
12043 | Guide,Rubber-Flt Rod/Model 72 | EA | 1.5 | 53514154493 | 0.01 | LB
12048 | Housing,Pump-Plastic/Model 76 | EA | 16 | 53514154608 | 0.381 | LB
12071 | Plate,Insp-7"/Steel | EA | 101 | 53514406615 | 0 | LB
12072 | Hardware Pak,30"Dia/FG/2V2D/(For 17-0327 | EA | 84 | 53514154783 | 0.75 | LB
12073 | Hardware Pak,30"Dia/FG/3V3D/(For 17-0238 | EA | 108 | 53514311384 | 0 | LB
12074 | Hardware Pak,30"Dia/FG/3V2D/(For 17-0329 | EA | 83.5 | 53514311391 | 0.19 | LB
12076 | Seat,Unicheck-1.5"/Union/Threaded | EA | 8 | 53514447564 | 0 | LB
12077 | Collar,Unicheck-1.5"/Threaded | EA | 4 | 53514244620 | 0.1 | LB
12084 | Stator W-Screws 115V/1Ph/"264"/(ZT) | EA | 196 | 53514104757 | 5.2 | LB
12085 | Rotor Asm 115/230V1Ph/"264"/(ZT) | EA | 50 | 53514104740 | 2.13 | LB
12087 | Valve,Ball 2"/Slipxslip/(For Union Unich | EA | 33.5 | 53514313944 | 1.46 | LB
12092 | Flapper Asm-1.5" Union Unichk | EA | 9.5 | 53514142247 | 0.067 | LB
12094 | Hub,Inlet-4"/Female Slip/Combo Hub | EA | 106.5 | 53514001707 | 1.25 | LB
12098 | Seal,Cord-Bsn Cvr/1Hl/Rev Taper/(For 2.0 | EA | 12 | 53514171636 | 0.01 | LB
12118 | Screw,#10-16X.625 Pan Phillips/Type B/SS | EA | 1 | 53514091682 | 0.01 | LB
12130 | Rotor & Brg 200/230/460V/3Ph/"4405" | EA | 208.5 | 53514091538 | 5.5 | LB
12132 | Rebuild Kit "4405" 3Ph | EA | 160 | 53514091613 | 8 | LB
12133 | Oil,Dielectric-(30.5 Oz)/HT | EA | 54 | 53514091651 | 2 | LB
12137 | Head,Plastic 580-585/1.5"Discharge/Aquan | EA | 22 | 53514092122 | 0.553 | LB
12138 | Base,Plastic 580-585/Aquanot | EA | 10.5 | 53514092139 | 0.302 | LB
12139 | Head & Base,580-585/1.5"Discharge/Aquano | EA | 36.5 | 53514092146 | 2 | LB
12143 | Seal,O Ring-For Campbell Rail System/39- | EA | 9.5 | 53514092016 | 0.01 | LB
12144 | Top Slide,For 2"Dsc/Campbell Rail Sys/39 | EA | 218.5 | 53514092023 | 2 | LB
12149 | Carton,Pump & Charger Md-585/"Aquanot"/Z | EA | 25 | 53514109950 | 1.451 | LB
12151 | Carton,Pump W/.5 Amp Charger/Zco/MD585 | EA | 22 | 53514106768 | 1.254 | LB
12166 | Housing,Mtr-&Str 115V/1Ph/WM | EA | 290.5 | 53514092184 | 15 | LB
12167 | Rebuild Kit "WM1266" (2-94 Thru Current) | EA | 85 | 53514092214 | 6 | LB
12174 | Hardware Pak,Crawl Space Sump | EA | 5 | 53514165253 | 0.08 | LB
12186 | Hardware Pak,18"Dia/2V2D/(For 17-0276 & | EA | 74.5 | 53514096939 | 2 | LB
12187 | Hardware Pak,18"Dia/3V3D/(For 17-0277) | EA | 74.5 | 53514128821 | 2 | LB
12188 | Hardware Pak,18"Dia/2Vd 3Vd/(For 17-0278 | EA | 74.5 | 53514102630 | 2 | LB
12189 | Cordage Term&Seal/14-4 SO/Power/3Ph | EA | 236 | 53514094560 | 4.6 | LB
12192 | Rotor & Brg 200/230V/1Ph/"4404-4405" | EA | 366.5 | 53514094591 | 5.5 | LB
12194 | Impeller Asm "404-4404" (Keyed) | EA | 125 | 53514094614 | 5.1 | LB
12195 | Rotor & Brg 200/230/460/575/3Ph "4404-44 | EA | 208.5 | 53514094621 | 5.5 | LB
12196 | Rebuild Kit"E & I 4404-Ae-4405-B I-4405- | EA | 242.5 | 53514094638 | 8 | LB
12197 | Rebuild Kit Na 3Ph/"4404-4405-A" | EA | 157.5 | 53514094645 | 8 | LB
12198 | Rebuild Kit XE "4405-B" | EA | 248.5 | 53514094652 | 8 | LB
12199 | Rebuild Kit XE "405" Rev D | EA | 216 | 53514094669 | 8 | LB
12209 | Fitting,Galv 1.25"NPT Wye | EA | 102 | 53514371616 | 1.63 | LB
12210 | Stator,Asm 230V/1P/1.5Hp/Em | EA | 565 | 53514092702 | 22.3 | LB
12212 | Rebuild Kit WD "4404-A" | EA | 247.5 | 53514094683 | 8 | LB
12214 | Carton,Crawl Space Sump "108/138" Zco | EA | 20 | 53514135430 | 2.15 | LB
12217 | Cover & Cordage 3Ph/20'/16-4 SOW-A | EA | 294 | 53514092924 | 12.6 | LB
12218 | Impeller Asm 3Ph "293" | EA | 212 | 53514092931 | 1.6 | LB
12235 | Rebuild Kit Na 3Ph/"4165" | EA | 163.5 | 53514093037 | 8 | LB
12237 | Rebuild Kit Na 3Ph "295" | EA | 197 | 53514093082 | 8 | LB
12238 | Seal,Shaft-Asm/Sc Stat-Sc Rotary/Buna-N | EA | 157.5 | 53514150945 | 0.062 | LB
12239 | Seal,Shaft-Asm/Carbon Stat-Sc Rotary/Bun | EA | 49.5 | 53514293130 | 0.079 | LB
12240 | Seal,Shaft-Asm/Sc Stat-Sc Rotary/Viton | EA | 520.5 | 53514122430 | 0.089 | LB
12243 | Seal,Shaft-Asm/Carbon Stat-Tc Rotary/Bun | EA | 688.5 | 53514423681 | 0 | LB
12254 | Flapper Asm | EA | 92.5 | 53514095024 | 0.9 | LB
12255 | Float Tree,Asm | EA | 108 | 53514095031 | 0.5 | LB
12285 | Fuse,In-Line/Resetable/10A | EA | 10 | 53514099756 | 0.02 | LB
12288 | Wire Asm-F-I(1)Wire 6"Lg/10Ga/Black | EA | 9 | 53514099817 | 0.01 | LB
12290 | Cordage Cond&Sls/HT/12'/16.3 Sow-A/Non | EA | 589.5 | 53514094249 | 10 | LB
12291 | Cord Term&Seal 115V/50'/16-3 SOW-A/Na/"1 | EA | 238 | 53514094324 | 5.1 | LB
12297 | Cord & Term "585-1585" Charger | EA | 32 | 53514094898 | 1.1 | LB
12302 | Cover,"585-1585" Charger | EA | 45.5 | 53514094911 | 2 | LB
12314 | Rebuild Kit "N6292" | EA | 243.5 | 53514094850 | 8 | LB
12319 | M53 25'Cd/115V/CSA/Crawl Space | EA | 360 | 53514095482 | 22 | LB
12320 | M98 25'Cd/115V/1P/CSA/Crawl Space | EA | 525 | 53514095499 | 39 | LB
12340 | Switch,Float 9' Res Alt | EA | 180.5 | 53514142674 | 2 | LB
12341 | Wire Asm-S-R(1)Wire 66" Lg/Black | EA | 23.5 | 53514097462 | 0.5 | LB
12342 | Wire Asm-I-R(1)Wire 66" Lg/Red | EA | 23 | 53514099831 | 0.5 | LB
12346 | Carton Asm "140" | EA | 9 | 53514095673 | 1 | LB
12347 | Carton Asm "270" | EA | 21.5 | 53514095680 | 1 | LB
12348 | Contactor For 10-0398 | EA | 248 | 53514095727 | 0.2 | LB
12352 | Fuse,AGC-15Amp/32V | EA | 1.5 | 53514348588 | 0.01 | LB
12353 | Fuse,AGC-30Amp/32V | EA | 1.5 | 53514100575 | 0.01 | LB
12361 | Cord Term&Seal 230V/35' Cd/14-3 SO/Auto/ | EA | 330.5 | 53514096021 | 6.1 | LB
12374 | Cable,Lifting/SS/50'Lg/.25"Dia | EA | 426 | 53514164294 | 8 | LB
12376 | Rebuild Kit "E,I&J404-B/E&J405-D/I405-C" | EA | 204 | 53514096526 | 8 | LB
12377 | Rebuild Kit "XE405-E" | EA | 211.5 | 53514096540 | 8 | LB
12379 | Rebuild Kit "WD404-B/WD405-B" | EA | 210 | 53514096564 | 8 | LB
12380 | Rebuild Kit "E&I4404-B/E4405-C/I4405-B" | EA | 243.5 | 53514096571 | 8 | LB
12382 | Rebuild Kit "XE4405-C" | EA | 249.5 | 53514096595 | 8 | LB
12383 | Rebuild Kit "WD4404-B/WD4405-B" | EA | 248.5 | 53514096601 | 8 | LB
12389 | Cover & Cord 200/230V/1P/"840"/50'/Gland | EA | 766.5 | 53514096410 | 18.9 | LB
12393 | Plate,Access-18"Dia/(1) 1.25"Psl/(1).75& | EA | 362.5 | 53514096632 | 9 | LB
12400 | Cover,Hatch & Access Frame-Alum/For 48"I | EA | 1450.5 | 53514096724 | 90 | LB
12401 | Wire Pkg (2)Wires/Aquanot | EA | 50.5 | 53514097332 | 0.01 | LB
12414 | Connector,Cable-Liquid Tight | EA | 19.5 | 53514096908 | 0.05 | LB
12443 | Cord Term&Seal 115V/25'/16-3 SOW-A (M26 | EA | 101 | 53514097110 | 2.6 | LB
12449 | Wire Asm,6" Long/Black/Crimped/Soldered | EA | 10.5 | 53514099879 | 0.02 | LB
12453 | Auxillary Contact,Dry For Rhombus Panel/ | EA | 309.5 | 53514097585 | 0.2 | LB
12462 | Board,Circuit-Rhombus Control Panel/(10- | EA | 538 | 53514097905 | 1 | LB
12466 | Cover & Cordage Asm/3Ph/20'/16-4 SOW-A/P | EA | 258 | 53514099466 | 12.6 | LB
12477 | Cover & Cordage Asm/3Ph/20'/16-4 SOW-A/E | EA | 264 | 53514099626 | 12.5 | LB
12479 | Cover & Cordage Asm/3Ph/20'/16-4Ga/"6405 | EA | 303 | 53514099640 | 12.5 | LB
12481 | Cover,Cord & Flt Sw/WD6405/Eyebolt | EA | 581 | 53514099657 | 16 | LB
12482 | Cover,Cord & Flt Sw/"WD6405" | EA | 531 | 53514099664 | 16 | LB
12484 | Charger,.5A Model 580 "Aquanot I"/Servic | EA | 89 | 53514098315 | 16 | LB
12485 | Alarm,12Vdc "Aquanot"/Service Part | EA | 45.5 | 53514098322 | 1 | LB
12490 | Hardware Pak,Pipe Seals | EA | 78 | 53514103071 | 2 | LB
12491 | Screw,.25-20X.875"Lg HH SS/Indented/Unsl | EA | 0.5 | 53514100728 | 0.02 | LB
12500 | Rotor 230/1P/200/460/575V/3P/3450/6.25"F | EA | 498 | 53514166540 | 11.4 | LB
12502 | Housing,Mtr-& Str 230V/1Ph/1750/6.25"Fr/ | EA | 1632 | 53514132293 | 74 | LB
12503 | Housing,Mtr-&Str 230V/3Ph/1750/6.25"Fr/5 | EA | 1810.5 | 53514175542 | 78 | LB
12504 | Housing,Mtr-&Str 460V/3Ph/1750/6.25"Fr/5 | EA | 1815 | 53514136093 | 78 | LB
12505 | Housing,Mtr-&Str 230V/1Ph/3450/6.25"Fr/5 | EA | 1696 | 53514122485 | 83 | LB
12506 | Housing,Mtr-&Str 230V/3Ph/3450/6.25"Fr/5 | EA | 1688 | 53514144401 | 83 | LB
12507 | Housing,Mtr-&Str 460V/3Ph/3450/6.25"Fr/5 | EA | 1883 | 53514155100 | 83 | LB
12508 | Rotor 200/230/380/460/575V/3450/6.25 Fra | EA | 835.5 | 53514144944 | 13 | LB
12509 | Rotor 200/230/460/575V/3450/6.25"Fr/3.50 | EA | 826 | 53514267711 | 12.62 | LB
12511 | Plate,Seal-Mach 140 Frame Grinder | EA | 207 | 53514187248 | 8 | LB
12516 | Bearing,Radial 7308B | EA | 62.5 | 53514144951 | 1.43 | LB
12527 | Impeller-Mach Br 7.50" Dia/140Fr Grnd/No | EA | 897 | 53514172848 | 10.875 | LB
12528 | Key,.250 X .250 X 3.125"SS | EA | 14.5 | 53514143428 | 0.01 | LB
12529 | Screw,.25-20 X 1" Sh Cap SS | EA | 0.5 | 53514172855 | 0.02 | LB
12535 | Housing,Pump-Mach Reversing 140 Fr Grind | EA | 1090.5 | 53514193447 | 46 | LB
12544 | Bearing,Radial 6204 | EA | 7 | 53514100155 | 0.25 | LB
12545 | Bearing,Radial 6208 | EA | 31.5 | 53514100162 | 1 | LB
12546 | Bearing,Radial 6210 | EA | 53 | 53514100179 | 2 | LB
12547 | Ring,Snap-5108-125-H SS Truarc/(140Fr) | EA | 16.5 | 53514100186 | 0.1 | LB
12563 | Impeller-Mach Cl 11.750"Dia/Airfoil/4"So | EA | 1229 | 53514148591 | 44 | LB
12569 | Impeller-Mach Cl 11.000"Dia/Airfoil/4"So | EA | 1229 | 53514126223 | 43.5 | LB
12571 | Impeller-Mach Cl 10.750"Dia/Airfoil/4"So | EA | 1229 | 53514126056 | 43 | LB
12572 | Impeller-Mach Cl 10.625"Dia/Airfoil/4"So | EA | 1229 | 53514154042 | 42.5 | LB
12574 | Impeller-Mach Cl 10.375"Dia/Airfoil/4"So | EA | 1229 | 53514384319 | 0 | LB
12576 | Impeller-Mach Cl 10.125"Dia/Airfoil/4"So | EA | 1229 | 53514111380 | 42 | LB
12581 | Impeller-Mach Cl 9.500" Dia/Airfoil/4"So | EA | 1229 | 53514113704 | 41.5 | LB
12584 | Impeller-Mach Cl 9.125" Dia/Airfoil/4"So | EA | 1229 | 53514160722 | 41 | LB
12585 | Impeller-Mach Cl 9.000" Dia/Airfoil/4"So | EA | 1229 | 53514419769 | 0 | LB
12595 | Spring,Bearing Preload 1.85"OD/Smalley S | EA | 7 | 53514166557 | 0.01 | LB
12603 | Cordage Term&Seal/25'/18-2 SOW-A | EA | 96 | 53514098483 | 1.9 | LB
12604 | Cover & Cordage/1Ph/MS/Epoxy/M6282 | EA | 339.5 | 53514098490 | 13.6 | LB
12605 | Cover-Mach & Handle Asm/Epoxy/(2) Std Co | EA | 149.5 | 53514098513 | 10.8 | LB
12607 | Cordage Term&Seal/25'/16-3/200V | EA | 138 | 53514098544 | 2.6 | LB
12608 | Rebuild Kit "I6282-A W/MS" | EA | 170.5 | 53514098568 | 8 | LB
12623 | Hardware Pak,18"Dia/3V 1.5D/(For 17-0131 | EA | 53.5 | 53514132309 | 2 | LB
12628 | Plate,Access-16"Dia/Duplex/3"D/For 17-00 | EA | 300.5 | 53514099251 | 20 | LB
12629 | Switch,Control-On/Off For Rhombus Pane | EA | 26.5 | 53514099299 | 1 | LB
12632 | Shim Set For 820/840 Grinders | EA | 54.5 | 53514099336 | 0.01 | LB
12637 | Plate,Access-16"Dia/Sim/For 17-0087 | EA | 233.5 | 53514099961 | 20 | LB
12648 | Seal,Mtr Hsg/(Viton) | EA | 12 | 53514100643 | 0.01 | LB
12649 | Gasket,Case/Cover(Viton) | EA | 12.5 | 53514100650 | 0.01 | LB
12675 | Rotor & Brg Asm 3Ph/"4290" | EA | 166.5 | 53514101084 | 4.75 | LB
12702 | Cord Term&Seal 115V/70'/12-3 SO | EA | 531 | 53514101718 | 20.1 | LB
12705 | Switch Asm-W/Bracket & Cover | EA | 72.5 | 53514105259 | 0.68 | LB
12706 | Rod,Float-"580/585" | EA | 33.5 | 53514105266 | 0.01 | LB
12707 | Float,"580/585"/Square D | EA | 27.5 | 53514105273 | 0.75 | LB
12708 | Cover,Switch"580/585" | EA | 14.5 | 53514105082 | 2.5 | LB
12709 | Kit,Float & Rod | EA | 89.5 | 53514119874 | 2 | LB
12710 | Pin,Retaining Float Switch "580/585" | EA | 1.5 | 53514105075 | 0.03 | LB
12711 | Bracket,Mounting-Switch/"580-585" | EA | 10 | 53514105105 | 0.5 | LB
12716 | Cover & Cord 220V/1Ph/60Hz/Na/Korean Cor | EA | 239 | 53514102166 | 3 | LB
12724 | Clamp,Worm Drive Hose/SAE 28/SS w/Zinc S | EA | 2 | 53514102692 | 0.1 | LB
12726 | Nipple,Pipe 1.25" X 14"/SS | EA | 195.5 | 53514361969 | 2.67 | LB
12743 | Switch,Float & Rod Asm/"580/585" | EA | 169 | 53514105112 | 2 | LB
12754 | Adapter-Mach/Ex Pr/48 Fr | EA | 355 | 53514159375 | 24 | LB
12846 | Stator 230/460V/3P/1750/7.5"Fr/3.25"Stc/ | EA | 4342.5 | 53514228590 | 41 | LB
12852 | Ring,Snap 1.156 Id Steel | EA | 1 | 53514172862 | 0.1 | LB
12854 | Gasket,Flange 3"Rubber | EA | 12.5 | 53514267056 | 0 | LB
12859 | Screw,.25-20 X 1.25" Flat Sh/SS | EA | 0.5 | 53514172879 | 0.02 | LB
12860 | Screw,.375-16 X 1.5" HH/SS | EA | 1.5 | 53514187231 | 0.01 | LB
12869 | Capacitor,50Uf/370Vac/(Size 3.75"Lg X 2" | EA | 198 | 53514127718 | 0.5 | LB
12870 | Capacitor,270-324Uf/250Vac/(Size 3.38"X2 | EA | 105.5 | 53514164157 | 0.45 | LB
12873 | Housing,Mtr-& Str 575V/3Ph/3450/6.25"Fr/ | EA | 1724 | 53514446758 | 0 | LB
12874 | Housing,Mtr-&Str 200V/3Ph/3450/6.25"Fr/5 | EA | 1885 | 53514229290 | 89 | LB
12878 | Switch,Vertical-Res Alt | EA | 99 | 53514143718 | 1.24 | LB
12879 | Bracket,SS Vertical Switch | EA | 7.5 | 53514335496 | 0.1 | LB
12883 | Rebuild Kit "6294/6295" | EA | 168.5 | 53514103262 | 8 | LB
12885 | Rotor & Brg 230/460V/3Ph/.5Hp | EA | 145.5 | 53514103835 | 4.5 | LB
12887 | Cordage Term&Seal/35'Cd/18-2 SOW-A/MS/1P | EA | 121.5 | 53514103842 | 2.6 | LB
12897 | Plate,Access-Blank For 20" Dia Hole | EA | 384.5 | 53514104016 | 12 | LB
12928 | Cordage Term&Seal/20'/18-5 Soo-A/M&T Sen | EA | 120 | 53514104160 | 2.6 | LB
12930 | Screw 8-32 X 1" RHM-Sl SS | EA | 0.5 | 53514358891 | 0.01 | LB
12934 | Rebuild Kit "840/6840" 5-Wire Cd Sensor | EA | 396.5 | 53514104214 | 11 | LB
12953 | Seal,Cord-Asm/Sensor Cd/SOW 5Cdt or H07R | EA | 12 | 53514104337 | 0.01 | LB
12977 | Impeller Asm 3Ph "163" | EA | 181 | 53514105372 | 1.9 | LB
12984 | Impeller Asm 3Ph/ "185" | EA | 207.5 | 53514105341 | 2 | LB
12987 | Carton,ZCO Accessories | EA | 7.5 | 53514317669 | 0.9 | LB
13017 | Basin,Sink Pump "Dp/Pd" Injection Molded | EA | 44.5 | 53514122829 | 2.5 | LB
13018 | Cover,Sink Pump "Dp/Pd" Injection Molded | EA | 23.5 | 53514122256 | 1.15 | LB
13019 | Cordage Term&Seal/50'/14-3 SO/230V/1Ph/2 | EA | 406.5 | 53514105440 | 8.7 | LB
13033 | Lens,Red Plastic For 10-0623 | EA | 26.5 | 53514105570 | 1 | LB
13034 | Lamp For Visual High Water Alarm/For 10- | EA | 14.5 | 53514105587 | 1 | LB
13043 | Cover,Diverter Container/Tru-Flow Splitt | EA | 38.5 | 53514153670 | 2.03 | LB
13046 | Cord Term&Seal 115V/25'/16-3 SJTW-A/Nona | EA | 93.5 | 53514105648 | 2.6 | LB
13047 | Housing,Mtr-&Str &Rotor Asm/230V/1Ph | EA | 1650.5 | 53514106089 | 52 | LB
13048 | Housing,Mtr-&Str &Rotor Asm/200V/1Ph | EA | 1659 | 53514106096 | 59 | LB
13049 | Housing,Mtr-&Str &Rotor Asm/200V/3Ph | EA | 1682.5 | 53514106102 | 50 | LB
13050 | Housing,Mtr-&Str &Rotor Asm/230V/3Ph | EA | 1702 | 53514106119 | 50 | LB
13051 | Housing,Mtr-&Str &Rotor Asm/460V/3Ph | EA | 1699 | 53514106126 | 50 | LB
13052 | Housing,Mtr-&Str &Rotor Asm/575V/3Ph | EA | 1598 | 53514106133 | 47 | LB
13057 | Cord Term&Seal 460V/20'/16-4 SOW/Na | EA | 111 | 53514105914 | 1.8 | LB
13061 | Impeller-Mach "405" Trimmed 6.375"D W/Ke | EA | 173 | 53514365875 | 0 | LB
13062 | Rotor & Brg 230V/1Ph/1Hp/DS | EA | 184 | 53514105983 | 6.5 | LB
13069 | Relay,230V/3Ph | EA | 122 | 53514167578 | 0.5 | LB
13070 | Bracket,Relay/3 Phase | EA | 4.5 | 53514169558 | 0.02 | LB
13073 | Cap,1.5"Tubular Black | EA | 5 | 53514310578 | 0.05 | LB
13076 | Lens,Replacement For 10-0394 | EA | 46.5 | 53514106218 | 1 | LB
13081 | Housing,Mtr-&Stator 115V/1Ph/.5Hp/3450 R | EA | 982.5 | 53514205812 | 0 | LB
13087 | Housing,Mtr-&Stator 230V/1Ph/2Hp/3450 RP | EA | 1211 | 53514403836 | 0 | LB
13088 | Housing,Mtr-&Stator 115V/1Ph/.5Hp/1725 R | EA | 951 | 53514368180 | 0 | LB
13096 | Housing,Mtr-&Stator 200V/3Ph/.5Hp/3450 R | EA | 1073.5 | 53514421243 | 0 | LB
13107 | Housing,Mtr-&Stator 200V/3Ph/.5Hp/1725 R | EA | 1049 | 53514402488 | 0 | LB
13149 | Cover & Cord 3Ph/16-4 SOW/25' | EA | 314.5 | 53514111571 | 12.5 | LB
13201 | Cordage Cond&Sls/HT/6'/16-4/Auto/3163 | EA | 309.5 | 53514106607 | 1.2 | LB
13202 | Carton Asm "585" | EA | 38.5 | 53514106782 | 2.6 | LB
13211 | Case Switch & Cord 3Ph/Auto/"282" | EA | 368 | 53514117047 | 12.2 | LB
13212 | Wire Pkg (9) Wires | EA | 52.5 | 53514117054 | 0.1 | LB
13214 | Switch Asm "282"/3Ph/Auto | EA | 48.5 | 53514117085 | 0.2 | LB
13215 | Rebuild Kit "280"/3Ph/Auto | EA | 214 | 53514117078 | 8 | LB
13216 | Filter,Cartridge | EA | 53.5 | 53514233013 | 0 | LB
13217 | Asm,Filter,Sleeve/WW1 | EA | 35.5 | 53514314453 | 0 | LB
13218 | Gasket,Rubber Alignment | EA | 8.5 | 53514177577 | 0.013 | LB
13219 | Nipple,Pipe 1.5" X 32" Galv | EA | 132 | 53514388058 | 0 | LB
13223 | Case Switch & Cord 3Ph/Auto/"284" | EA | 367 | 53514117092 | 12.2 | LB
13231 | Conduit-Mach 25' "HT" | EA | 540 | 53514151355 | 2.25 | LB
13235 | Lubricant,Rubber P-80 | EA | 53.5 | 53514185602 | 2.32 | LB
13236 | Hardware Pak,Tru-Flow Splitter System | EA | 53.5 | 53514148072 | 0.412 | LB
13237 | Level,Tubular Bubble/.375"Dia X 1.375"Lo | EA | 1.5 | 53514308797 | 0.01 | LB
13241 | Pipe,Pvc 4" X 6"/W-Mach Slots/Sdr 35 | EA | 14 | 53514436438 | 0 | LB
13243 | Impeller-Plastic High Head/152 | EA | 11 | 53514138455 | 0.185 | LB
13268 | Housing,Mtr-&Stator 200V/1Ph/.5Hp/X6282 | EA | 947 | 53514232757 | 0 | LB
13273 | Housing,Mtr-&Stator 230V/1Ph/3Hp/X6404/X | EA | 1194 | 53514319526 | 0 | LB
13302 | Kit,Assembly/Auto/72 | EA | 67 | 53514115180 | 0.6 | LB
13310 | Pipe,Pvc 30"Dia X 8" Ultra-Core | EA | 180 | 53514153960 | 20 | LB
13311 | Pipe,Pvc 30"Dia X 1' Ultra-Core | EA | 219.5 | 53514187521 | 30 | LB
13325 | Screw,#14 X 3"Flat Hd/Square Drive/Type | EA | 1 | 53514142551 | 0.03 | LB
13326 | Housing,Mtr-&Str 575V/3Ph/3450/6.25"Fr/3 | EA | 1599 | 53514321130 | 0 | LB
13327 | Housing,Mtr-& Str 200V/3Ph/3450/6.25"Fr/ | EA | 1604.5 | 53514190064 | 59.5 | LB
13328 | Housing,Mtr-&Str 230V/3Ph/3450/6.25"Fr/3 | EA | 1619 | 53514362966 | 0 | LB
13335 | Nipple,Pipe .75Npt X 4.5" Black | EA | 8 | 53514174255 | 0.5 | LB
13336 | Housing,Mtr-&Str 460V/3Ph/3450/6.25Fr/3. | EA | 1613.5 | 53514215064 | 80 | LB
13337 | Kit,Thermo Asm 125C | EA | 118.5 | 53514111182 | 0.1 | LB
13338 | Seal,Thru Wall Term/10-24Thd X .180 Pin | EA | 13.5 | 53514166106 | 0.018 | LB
13340 | Seal,Thru Wall Term/10-24Thd X 10-24Thd | EA | 11 | 53514209254 | 0.02 | LB
13344 | Clamp,Cord Seal-Mach/140Frame/8 Ga Cord | EA | 97 | 53514172510 | 2.25 | LB
13345 | Seal,Cord-Polyflex Pvc/140 Frame/8 Ga Co | EA | 15.5 | 53514152246 | 0.117 | LB
13346 | Seal,Cord W-Sensors-Polyflex Pvc/140 Fr/ | EA | 15.5 | 53514172527 | 0.119 | LB
13347 | Terminal,Ring #10 For #8Wire | EA | 2 | 53514250171 | 0.01 | LB
13349 | Nut,#10-24 Brass | EA | 0.5 | 53514250157 | 0.01 | LB
13350 | Washer,Flat #10S Brass .20"Id-7/16"OD X | EA | 0.5 | 53514228477 | 0.01 | LB
13352 | Cover & Cord Asm 25'Cd/8-4/140 Frame | EA | 938.5 | 53514191252 | 28.7 | LB
13353 | Cover & Cord Asm 25'Cd/8-4/Sen 18-5/140 | EA | 1065.5 | 53514121976 | 31.9 | LB
13355 | Cover & Cord Asm 35'Cd/8-4/Sen 18-5/140 | EA | 1278 | 53514393397 | 0 | LB
13356 | Cover & Cord Asm 50'Cd/8-4/140 Fr | EA | 1363 | 53514194499 | 43.8 | LB
13357 | Cover & Cord Asm 50'Cd/8-4/Sen 18-5/140 | EA | 1525 | 53514163693 | 49.8 | LB
13358 | Cover & Cord Asm 75'Cd/8-4/140 Fr | EA | 1791.5 | 53514194093 | 59 | LB
13360 | Cover & Cord Asm 25'Cd/12-4/Ring Term/14 | EA | 575.5 | 53514179557 | 22.2 | LB
13361 | Cover & Cord 25'Cd/12-4/Ring Term/Sen 18 | EA | 722.5 | 53514118303 | 25.5 | LB
13362 | Cover & Cord Asm 35'Cd/12-4/Ring Term/14 | EA | 655.5 | 53514420642 | 0 | LB
13364 | Cover & Cord Asm 50'Cd/12-4/Ring Term/14 | EA | 763.5 | 53514241643 | 0 | LB
13365 | Cover & Cord 50'Cd/12-4/Ring Term/Sen 18 | EA | 997 | 53514208370 | 29 | LB
13367 | Cover & Cord 75'Cd/12-4/Ring Term/Sen 18 | EA | 1279.5 |  |  | LB
13368 | Screw,.375-16 X 1"Lg HH SS (Nylock Pre-C | EA | 4.5 | 53514111359 | 0.015 | LB
13426 | Hardware Pak-24"Dia Fg | EA | 57.5 | 53514122669 | 1 | LB
13438 | Kit,Assembly/Auto/76 | EA | 66.5 | 53514115197 | 2 | LB
13439 | Kit,Assembly/Non-Auto/72/211 | EA | 24 | 53514115203 | 0.03 | LB
13443 | Housing,Pump-Plastic/"211" | EA | 22.5 | 53514194512 | 0.732 | LB
13444 | Base-Plastic/"211" | EA | 15.5 | 53514141189 | 0.445 | LB
13445 | Impeller-Plastic/"211" | EA | 10 | 53514216269 | 0.137 | LB
13451 | Seal,Shaft "300" Series | EA | 54.5 | 53514115494 | 1 | LB
13452 | Housing,Pump-Volute/Md 300/301/302/Cas | EA | 291.5 | 53514115500 | 8 | LB
13453 | Housing,Pump-Volute/Md 303/304/Cast Iron | EA | 258 | 53514115517 | 8 | LB
13454 | Housing,Pump-Volute/Md 305/306/307/Cas | EA | 291.5 | 53514115524 | 8 | LB
13455 | Screw,.375-16 X 1.25" Cap/"300" Series | EA | 12 | 53514115531 | 0.019 | LB
13456 | Plug,Pipe-"300" Series | EA | 12 | 53514115548 | 0.5 | LB
13457 | Valve,Cock-Pet/.25"NPT/"300" Series | EA | 24 | 53514115555 | 0.5 | LB
13458 | Seal,O-Ring Volute "300" Series | EA | 12 | 53514115562 | 0.01 | LB
13459 | Base,Motor/Sq Flange "300" Series | EA | 54.5 | 53514115579 | 6 | LB
13461 | Impeller "300" Series/Brass | EA | 52.5 | 53514115593 | 2 | LB
13462 | Impeller "301" Series/Brass | EA | 74 | 53514115609 | 2 | LB
13463 | Impeller "302" Series/Brass | EA | 56 | 53514115616 | 2 | LB
13464 | Impeller "303" Series/Brass | EA | 56 | 53514115623 | 2 | LB
13465 | Impeller "304" Series/Brass | EA | 59.5 | 53514115630 | 2 | LB
13467 | Impeller "306" Series/Plastic | EA | 69.5 | 53514115654 | 2 | LB
13469 | Housing,Pump "330" Series/Cast Iron | EA | 274.5 | 53514115678 | 14.4 | LB
13470 | Seal,O-Ring/Diffuser "330" Series | EA | 26 | 53514115685 | 2 | LB
13471 | Plug,Avc "330" Series | EA | 13 | 53514115692 | 0.1 | LB
13473 | Impeller "331" Series/Plastic | EA | 57.5 | 53514115715 | 2 | LB
13474 | Impeller "332" Series/Plastic | EA | 59.5 | 53514115722 | 2 | LB
13476 | Diffuser "330" Series | EA | 26 | 53514115746 | 1 | LB
13477 | Diffuser "331" Series | EA | 26 | 53514115753 | 1 | LB
13478 | Diffuser "332" Series | EA | 26 | 53514115760 | 1 | LB
13479 | Diffuser "333" Series | EA | 26 | 53514115777 | 1 | LB
13480 | Seal,O-Ring Housing "330" Series | EA | 11.5 | 53514115784 | 2 | LB
13481 | Seal,Shaft "330" Series | EA | 48.5 | 53514115791 | 0.5 | LB
13482 | Screw,#8-32 X .5" Mach/SS/C'Sunk/Type 1 | EA | 9.5 | 53514115814 | 0.01 | LB
13483 | Plate,"330" Series | EA | 40.5 | 53514115807 | 0.5 | LB
13484 | Hardware Pak,18"Dia/0V 1.5D/(For 17-0294 | EA | 51 | 53514260392 | 0 | LB
13505 | Hub,Inlet-3"/Female Slip/Combo Hub | EA | 106.5 | 53514119393 | 3 | LB
13506 | Kit,Assembly/Non-Auto/76 | EA | 23 | 53514115210 | 2 | LB
13542 | Impeller-Mach Vtx 3.875"Dia/140Fr | EA | 242 | 53514172893 | 5 | LB
13543 | Impeller-Mach Vtx 4.125"Dia/140Fr | EA | 242 | 53514181192 | 5.25 | LB
13544 | Impeller-Mach Vtx 4.375"Dia/140Fr | EA | 242 | 53514385415 | 0 | LB
13545 | Impeller-Mach Vtx 4.625"Dia/140Fr | EA | 242 | 53514185657 | 5.5 | LB
13546 | Impeller-Mach Vtx 4.875"Dia/140Fr | EA | 242 | 53514212179 | 5.625 | LB
13552 | Impeller-Mach Vtx 3.625"Dia/140Fr/2.5 So | EA | 242 | 53514245627 | 3.25 | LB
13562 | Housing,Mtr-& Str 575V/3Ph/1750/6.25"Fr/ | EA | 1628 | 53514306298 | 65 | LB
13564 | Cord & Clamp Asm 25'Cd/12-4 SOW-A/140 Fr | EA | 352 | 53514115449 | 10.5 | LB
13565 | Cord & Clamp Asm 25'Cd/12-4/Sensor 18-5/ | EA | 495 | 53514115456 | 13.5 | LB
13566 | Cord & Clamp Asm 25'Cd/8-4 SOW/140 Frame | EA | 650.5 | 53514115463 | 17.5 | LB
13567 | Cord & Clamp Asm 25'Cd/8-4/Sen 18-5/140 | EA | 778 | 53514115470 | 20.5 | LB
13568 | Shim Set For 71 Hd Grinders | EA | 197 | 53514115487 | 0.2 | LB
13570 | Cutter,S.S./140 Frame Grinder | EA | 284 | 53514143411 | 1.3 | LB
13572 | Impeller-Mach Br 7.125" Dia/140Fr/Grnd/N | EA | 977.5 | 53514187262 | 10.5 | LB
13575 | Plate,Mounting-Mach 3"D/Flygt Retrofit | EA | 468.5 | 53514190088 | 22.5 | LB
13589 | Impeller-Mach Br/6.0"Dia/High Flow/Non R | EA | 734 | 53514314545 | 0 | LB
13590 | Motor 230/460V/3Ph/20Hp/Us Inverter Duty | EA | 5831 | 53514123949 | 239 | LB
13598 | Impeller-Mach Br 5.25" Dia/140Fr Grnd/No | EA | 977.5 | 53514174279 | 8.125 | LB
13605 | Impeller-Mach Br 6.125" Dia/140Fr Grnd/N | EA | 977.5 | 53514264024 | 9.5 | LB
13606 | Impeller-Mach Br 6.250" Dia/140Fr Grnd/N | EA | 977.5 | 53514306274 | 0 | LB
13607 | Impeller-Mach Br 6.375" Dia/140Fr Grnd/N | EA | 977.5 | 53514172916 | 8 | LB
13629 | Impeller-Mach Br 5.125" Dia/140Fr Grnd/R | EA | 669.5 | 53514201968 | 6 | LB
13633 | Ring,Snap 1.156 Id S.S. | EA | 8.5 | 53514187224 | 1 | LB
13634 | Cutter & Disc Asm 7100 Series Non Rev | EA | 1192.5 | 53514132316 | 7.5 | LB
13635 | Cutter & Disc Asm 7100 Series Rev | EA | 1192.5 | 53514132323 | 7.5 | LB
13644 | Impeller-Mach Br 4.375" Dia/Rev 140 Fr G | EA | 669.5 | 53514150969 | 6 | LB
13653 | Impeller-Mach Br 5.250" Dia/High Flow/No | EA | 839 | 53514401818 | 0 | LB
13657 | Impeller-Mach Br 4.750" Dia/High Flow/No | EA | 839 | 53514468521 | 2 | LB
13661 | Impeller-Mach Br 4.250" Dia/High Flow/No | EA | 787 | 53514330583 | 0 | LB
13666 | Impeller-Mach SO 10.25" Dia/180Fr | EA | 536 | 53514138295 | 27 | LB
13671 | Impeller-Mach SO 9.625" Dia/180Fr | EA | 536 | 53514135539 | 26 | LB
13680 | Impeller-Mach SO 9.500" Dia/210Fr/3"Sol | EA | 556.5 | 53514190613 | 25.5 | LB
13681 | Impeller-Mach SO 9.375" Dia/210Fr/3"Sol | EA | 556.5 | 53514312107 | 0 | LB
13699 | Bushing,Oil Lube-Mach 140 Frame/Ex Pr | EA | 127.5 | 53514207274 | 1 | LB
13705 | Rotor 200-230-460-575/3P1725/6.25Fr/3.0 | EA | 485 | 53514213497 | 11.6 | LB
13713 | Bearing,Radial-6308 | EA | 51 | 53514323516 | 1.35 | LB
13717 | Plate,Seal-Mach 140 Frame/Ex Pr | EA | 135.5 | 53514214456 | 11.5 | LB
13729 | Carton,Drain Basin Pump/50 Series | EA | 13 | 53514153878 | 1.561 | LB
13730 | Seal,Foam,.375" W X 41" L X .250" Thk | EA | 20 | 53514339555 | 0.02 | LB
13732 | Pipe,Discharge-Asm/104/105/110/115/120 | EA | 21 | 53514144807 | 0.6 | LB
13736 | Kit,Capacitor/Assembled/For 10-0393 & 10 | EA | 692.5 | 53514112387 | 8 | LB
13740 | Resistor,330K Ohm/2 Watt/5% | EA | 1.5 | 53514170097 | 0.01 | LB
13741 | Sensor,Moisture Asm/Ex Pr/Single Seal | EA | 23.5 | 53514256548 | 0.03 | LB
13743 | Resistor,Moisture Asm/DS/Sew-Eff | EA | 22 | 53514124205 | 0.01 | LB
13747 | Rebuild Kit "XE4189" | EA | 244 | 53514117313 | 8 | LB
13751 | Fitting,Adapter/Sanitary Tee/Sch 40 To 3 | EA | 30.5 | 53514170806 | 1.345 | LB
13752 | Carton Asm "820/6820" | EA | 53 | 53514221881 | 0 | LB
13755 | Kit,Retro Fit/Homeguard | EA | 110 | 53514130374 | 1.5 | LB
13756 | Guide,Float Rod/Homeguard | EA | 5.5 | 53514143282 | 0.02 | LB
13764 | Clamp,Strain Relief/2Ear.563/Zinc Pl Stl | EA | 4.5 | 53514159887 | 1 | LB
13765 | Clamp,Strain Relief/2Ear .625"Zinc Pl St | EA | 3 | 53514159894 | 0.01 | LB
13827 | Valve,Check-Condensate Pump | EA | 10.5 | 53514113339 | 0.2 | LB
13845 | Seal,Cord Klienhuis/.669-.984 | EA | 23.5 | 53514151874 | 0.086 | LB
13873 | Motor,12Vdc "Aquanot" | EA | 458.5 | 53514123895 | 10.6 | LB
13878 | Brushes,(Set)-Leeson Motor Aquanot | EA | 51 | 53514114879 | 0.4 | LB
13883 | Cover & Cordage 200V/1Ph/20' | EA | 281 | 53514115418 | 12.7 | LB
13888 | Hoist,Portable/Adjust-Able/S.S./1000 Lb | EA | 6471.5 | 53514114916 | 96 | LB
13889 | Hdwe Kit,Hoist Installation/For 1000 Lb | EA | 977 | 53514114923 | 10 | LB
13890 | Alarm,Horn For 10-0125 | EA | 53 | 53514114985 | 1 | LB
13892 | Seal,Shaft-Asm/Sc Stat/Sc Rotary/Buna-N | EA | 328 | 53514115135 | 0.2 | LB
13910 | Seal,Ring 5.734Id-256 Viton | EA | 13 | 53514166083 | 0.01 | LB
13911 | Seal,Ring 6.734 Id-261 Viton | EA | 14 | 53514166090 | 0.01 | LB
13935 | Seal,Cord/.236-.422 Dia/Cord Grip W-Nuts | EA | 41.5 | 53514207007 | 1 | LB
13938 | Seal,O-Ring-(222)Drain Pump | EA | 2 | 53514310561 | 0 | LB
13943 | Arm & Seal Asm/Hung | EA | 12 | 53514194666 | 0.2 | LB
13951 | U-Bolt,.375"-16 X 1.25 ID/SS | EA | 37 | 53514163792 | 0.15 | LB
13952 | Cordage Term&Seal/50'/14-6 SOW-A/Power/" | EA | 569 | 53514116941 | 7 | LB
13953 | Cordage Term&Seal/50'/18-2 SOW-A/MS/1Ph/ | EA | 110 | 53514116958 | 3.6 | LB
13965 | Rod,Flt-SS/30" Lg For Ftbragg Panel/10-0 | EA | 264.5 | 53514117139 | 5 | LB
13981 | Fuse, 2 Amp 250V For Circuit Board | EA | 7 | 53514117290 | 0.1 | LB
14015 | Hardware Pak,Hub Kit/Curved/2-4" | EA | 48 | 53514193423 | 1 | LB
14043 | Seal,Cord-Asm/Intermittent Hi Temp/2057/ | EA | 14.5 | 53514125431 | 0.2 | LB
14044 | Cord Term&Seal 115V/15'/16-3 SOOW/Na/205 | EA | 141.5 | 53514125479 | 1.6 | LB
14045 | Cord Term&Seal 230V/15'/16-3SOOW/Na/2057 | EA | 134 | 53514125462 | 1.6 | LB
14046 | Cord Term&Seal 115V/16-3SOOW/Na/2137/228 | EA | 140 | 53514125455 | 1.6 | LB
14047 | Cord Term&Seal 230V/15'/16-3SOOW/Na/2137 | EA | 132.5 | 53514125448 | 1.6 | LB
14048 | Stator W-Screws/115V/1Ph/2057 | EA | 128.5 | 53514125486 | 3.33 | LB
14049 | Stator W-Screws/230V/1Ph/2057 | EA | 123 | 53514125493 | 7.5 | LB
14050 | Stator W-Screws/115V/1Ph/2098 | EA | 155 | 53514125509 | 4.55 | LB
14052 | Housing,Mtr-Str 115V/1Ph/2137 | EA | 375.5 | 53514125523 | 15.7 | LB
14053 | Housing,Mtr-&Str 230V/1Ph/2137 | EA | 369 | 53514125530 | 16 | LB
14056 | Housing,Mtr-& Term Asm/2057/2098 | EA | 55.5 | 53514125561 | 6.8 | LB
14057 | Oil,Dielectric-(18.9 Oz)Intermittent HT/ | EA | 49 | 53514125578 | 1.2 | LB
14058 | Rebuild Kit "2057" 12-00Thru Current | EA | 139 | 53514125615 | 8 | LB
14059 | Rebuild Kit "2098" 12-00Thru Current | EA | 147.5 | 53514125622 | 8 | LB
14060 | Rebuild Kit "2137" 12-00Thru Current | EA | 155 | 53514125639 | 3 | LB
14061 | Rebuild Kit "2282" 12-00Thru Current | EA | 260.5 | 53514125646 | 3 | LB
14062 | Kit,Assembly/Auto/211 | EA | 67.5 | 53514125769 | 0.6 | LB
14100 | Cover & Cordage/1Ph/14-5/Ex Pr/Handle | EA | 840 | 53514132569 | 19.5 | LB
14101 | Cover & Cordage 3Ph/14-8/Ex Pr/Handle | EA | 827.5 | 53514132576 | 22 | LB
14102 | Cover & Cordage/1Ph/12-5/Ex Pr/Handle | EA | 805 | 53514132682 | 21.4 | LB
14104 | Rotor & Brg Asm/115V/1Ph/X161/163/292 | EA | 445.5 | 53514132729 | 9 | LB
14105 | Rotor & Brg Asm/200-230V/1Ph /.5Hp/X161/ | EA | 445.5 | 53514132736 | 9 | LB
14106 | Rotor & Brg Asm/200/230/460V/3Ph/.5Hp/X1 | EA | 467 | 53514132743 | 9 | LB
14107 | Shield,Shaft & Resistor Asm/Ex Pr/1 Seal | EA | 136 | 53514132750 | 3 | LB
14108 | Rotor & Brg Asm/200-230V/1Ph/X165/185/29 | EA | 456 | 53514132767 | 9 | LB
14109 | Rotor & Brg Asm/200-575V/3Ph/X165/185/29 | EA | 492.5 | 53514132774 | 9 | LB
14110 | Rotor & Brg Asm/200-230V/1Ph/2Hp/Ex Pr | EA | 498.5 | 53514132781 | 9 | LB
14111 | Rotor & Brg Asm/200-575V/3Ph/2Hp/Ex Pr | EA | 529.5 | 53514132798 | 9 | LB
14112 | Rotor & Brg Asm/115-230V/1Ph/X282 | EA | 467 | 53514132804 | 9 | LB
14113 | Rotor & Brg Asm/200-460V/3Ph/X282 | EA | 465.5 | 53514132811 | 9 | LB
14114 | Rotor & Brg Asm/200-230V/1Hp/X284 | EA | 452.5 | 53514132828 | 9 | LB
14115 | Rotor & Brg Asm/200-460V/3Ph/X284 | EA | 507.5 | 53514132835 | 9 | LB
14116 | Rotor & Brg Asm/575V/3Ph/1&3Ph/X405 | EA | 530.5 | 53514132842 | 9 | LB
14117 | Oil,Dielec-(50 Oz) | EA | 54 | 53514132583 | 3.125 | LB
14118 | Oil,Dielec-(64 Oz) | EA | 54.5 | 53514132590 | 9 | LB
14121 | Rebuild Kit/Ex Pr/Single Seal,NonAuto,1& | EA | 135 | 53514132668 | 9 | LB
14139 | Plate,Mounting-Mach 3"D/Flygt Retrofit/B | EA | 2192.5 | 53514174460 | 26 | LB
14141 | Guide Rail Asm/Upper/Flygt/SS/2" | EA | 405.5 | 53514148607 | 6.8 | LB
14142 | Seal,Rail Disconnect 3" | EA | 31 | 53514143947 | 0.182 | LB
14150 | Cover-Mach 12-14Ga Cd/Gland | EA | 141.5 | 53514159832 | 10.75 | LB
14152 | Cover-Mach (1)12-14Ga/(1)Std Cd/Gland | EA | 141.5 | 53514159856 | 10.75 | LB
14154 | Case-Mach 12-14Ga Cd/Gland | EA | 141.5 | 53514159870 | 9.5 | LB
14155 | Case Switch & Cord 115V/1Ph/14Ga/20A/20' | EA | 381 | 53514149154 | 14.4 | LB
14156 | Case Switch & Cord 200V/1Ph/14Ga/20'/Gla | EA | 385.5 | 53514149192 | 14.4 | LB
14157 | Case Switch & Cord/200V/1Ph/12Ga/20'/Gla | EA | 390.5 | 53514149215 | 16.2 | LB
14158 | Cover & Cord 115V/1Ph/14Ga/15A/20'/Gland | EA | 330.5 | 53514149239 | 14.3 | LB
14159 | Cover & Cord 200V/1Ph/14Ga/20'/Gland | EA | 321.5 | 53514149253 | 14.3 | LB
14160 | Cover & Cord 200V/1Ph/12Ga/20'/Gland | EA | 365.5 | 53514149277 | 16.2 | LB
14161 | Cover & Cord 3Ph/14Ga/20'/Gland | EA | 421 | 53514149291 | 14.3 | LB
14162 | Cover & Cord 230V/1Ph/14Ga/20A/20'/Gland | EA | 350 | 53514149314 | 14.3 | LB
14163 | Cover & Cord 230V/1Ph/14Ga/15A/20'/Gland | EA | 349.5 | 53514149338 | 14.3 | LB
14164 | Cover & Cord 200V/1Ph/12Ga/20'/Gland/Eye | EA | 409.5 | 53514149345 | 16.3 | LB
14165 | Cover & Cord 3Ph/14Ga/20'/Gland/Eyebolt | EA | 397 | 53514149352 | 14.4 | LB
14166 | Cover & Cord 230V/1Ph/14Ga/20A/20'/Gland | EA | 344 | 53514149369 | 14.4 | LB
14167 | Case Switch & Cord 230V/1Ph/14Ga/20A/20' | EA | 392 | 53514149390 | 14.3 | LB
14168 | Cord Term&Seal 115V/1Ph/20'/14Ga/Auto/Gl | EA | 141 | 53514149147 | 3.6 | LB
14169 | Cord Term&Seal 115V/1Ph/20'/14Ga/15A/Na/ | EA | 162.5 | 53514149222 | 3.6 | LB
14170 | Cord Term&Seal 200V/1Ph/20'/12Ga/Auto/Gl | EA | 163 | 53514149208 | 5.4 | LB
14171 | Cord Term&Seal 200V/1Ph/20'/12Ga/Na/Glan | EA | 164 | 53514149260 | 5.4 | LB
14172 | Cord Term&Seal 200V/1Ph/20'/14Ga/Auto/Gl | EA | 119 | 53514149185 | 3.6 | LB
14173 | Cord Term&Seal 200V/1Ph/20'/14Ga/Na/Glan | EA | 120 | 53514149246 | 3.6 | LB
14174 | Cord Term&Seal 230V/1Ph/20'/14Ga/20A/Aut | EA | 149 | 53514149383 | 3.6 | LB
14175 | Cord Term&Seal 230V/1Ph/20'/14Ga/20A/Na/ | EA | 150 | 53514149307 | 3.6 | LB
14176 | Cord Term&Seal 230V/1Ph/20'/14Ga/15A/Na/ | EA | 150 | 53514149321 | 3.6 | LB
14177 | Cord Term&Seal 3Ph/20'/14Ga/Na/Gland | EA | 203 | 53514149284 | 3.6 | LB
14178 | Cover & Cord 115V/1Ph/14Ga/15A/20'/MS/Gl | EA | 425.5 | 53514149406 | 16 | LB
14179 | Cover & Cord 115V/1Ph/18Ga/15'/MS | EA | 321 | 53514149413 | 12.5 | LB
14180 | Cover & Cord 200V/1Ph/16Ga/20'/MS | EA | 381 | 53514149420 | 12.6 | LB
14181 | Cover & Cord 200V/1Ph/14Ga/20'/MS/Gland | EA | 408 | 53514149437 | 15.6 | LB
14182 | Cover & Cord 200V/1Ph/12Ga/20'/MS/Gland | EA | 479 | 53514149444 | 15.6 | LB
14183 | Cover & Cord 200V/1Ph/16Ga/15'/MS | EA | 309.5 | 53514149451 | 13.2 | LB
14184 | Cover & Cord 200V/1Ph/16Ga/15'/MS | EA | 340 | 53514149468 | 13.2 | LB
14185 | Cover & Cord 230V/1Ph/16Ga/20'/MS | EA | 378.5 | 53514149475 | 14.1 | LB
14186 | Cover & Cord 230V/1Ph/14Ga/20A/Mst Sen/G | EA | 465 | 53514149604 | 15.6 | LB
14187 | Cover & Cord 230V/1Ph/14Ga/15A/20'/MS/Gl | EA | 436.5 | 53514149611 | 15.6 | LB
14188 | Cover & Cord 230V/1Ph/16Ga/15'/MS | EA | 280.5 | 53514149628 | 13.6 | LB
14189 | Cover & Cord 3Ph/16Ga/20'/MS | EA | 414.5 | 53514149642 | 13.7 | LB
14190 | Cover & Cord 3Ph/14Ga/20'/MS/Gland | EA | 507.5 | 53514149659 | 15.6 | LB
14191 | Cover & Cord 3Ph/16Ga/15'/MS | EA | 329 | 53514149666 | 12.9 | LB
14192 | Seal,Cord Asm&Str Rlf/12-3/14-3/14-4/Gla | EA | 29 | 53514254230 | 0.2 | LB
14193 | Rebuild Kit,Single Seal/Na/160-405 | EA | 239.5 | 53514149673 | 8 | LB
14194 | Rebuild Kit,Dbl Sl/1&3Ph/W & W-O Ms/4160 | EA | 267.5 | 53514149680 | 8 | LB
14196 | Rotor & Brg Asm 1Ph/4165/4185/4293 | EA | 130.5 | 53514149727 | 5.5 | LB
14197 | Rotor & Brg Asm 1Ph/4282 | EA | 112.5 | 53514149734 | 3.28 | LB
14198 | Rotor & Brg Asm 3Ph/4282 | EA | 135.5 | 53514149758 | 4.5 | LB
14210 | Terminal,Adapter (1)Fem X (2)Male Flags | EA | 1 | 53514167592 | 0.01 | LB
14229 | Housing,Pump-Mach Hi Head/152/153 | EA | 134.5 | 53514138448 | 12.65 | LB
14240 | Impeller-Plastic Molded/High Head | EA | 10.5 | 53514163938 | 0.212 | LB
14249 | Carton,Internal Pump/105Drain Pump Syste | EA | 5.5 | 53514213732 | 0.713 | LB
14256 | Seal,Mtr Hsg/Viton | EA | 6 | 53514126520 | 0.01 | LB
14257 | Seal,Sq-Ring Adapter 840/Viton | EA | 17.5 | 53514126537 | 0.01 | LB
14273 | Cord Term&Seal 200V/50' Cd/12-3 SO/Nonau | EA | 370.5 | 53514117894 | 13.2 | LB
14276 | Cordage Cond&Sls/HT/8'/16-4/Auto/3161 | EA | 377.5 | 53514117931 | 1.6 | LB
14277 | Conduit-Mach 15' "HT" | EA | 325 | 53514117962 | 1.4 | LB
14280 | Door,Rhombus Control Panel/10-0486 | EA | 235 | 53514118174 | 2 | LB
14295 | Cord Term & Seal 20'/115V/Wo Insul/"140- | EA | 86 | 53514119027 | 2.1 | LB
14306 | Capacitor Pack,For Bracket Mtd Starter K | EA | 550.5 | 53514120344 | 5 | LB
14314 | ETM Kit For 10-1006 | EA | 439 | 53514121099 | 2 | LB
14321 | Hardware Pak,30,36,48"D/Blnk Cvr/10'T/(1 | EA | 43 | 53514121891 | 4 | LB
14323 | Timer,Repeat Cycle-For 10-0683 Rhombus# | EA | 445.5 | 53514121860 | 1 | LB
14324 | Lid,12"Dia/Media Filter Riser | EA | 97 | 53514170981 | 4 | LB
14328 | PPL,Moisture Sensor Asm/2-7/16" | EA | 49.5 | 53514303952 | 0.1 | LB
14331 | Cord Term&Seal 200V/20'/12-3 SO/Auto | EA | 211 | 53514122454 | 5.4 | LB
14333 | Circuit Breaker,Control For 10-0497/E665 | EA | 173.5 | 53514122386 | 1 | LB
14334 | Screw,.625-11X2.5" Lg HH Cap SS | EA | 5 | 53514136178 | 0.27 | LB
14337 | Carton,Sanitary Tee/Single Pack | EA | 14.5 | 53514317676 | 0 | LB
14357 | Plug,Protector #56/Plastic | EA | 0.5 | 53514420604 | 0.01 | LB
14365 | Fitting,Pvc .75" 90D Std Sweep/Slp X Spi | EA | 6 | 53514176075 | 0.21 | LB
14366 | Valve,Ball/.75"/Pvc/FPT Both Ends/Sch 40 | EA | 18.5 | 53514176068 | 0.5 | LB
14378 | Seal,Pipe Boot 1" To 6" | EA | 207 | 53514329617 | 0.826 | LB
14416 | Cordage Term&Seal/25'/16-4 SOW/3Ph | EA | 136 | 53514123246 | 2.2 | LB
14417 | Cordage Term&Seal/25'/14-4 SO/3Ph | EA | 349.5 | 53514123253 | 5.2 | LB
14424 | Kit,Repair/For 20Hp Reliance Motor P/N(0 | EA | 1947 | 53514123345 | 4 | LB
14425 | Cordage Cond&Sls/HT/9'/16-3 Sow-A/W-90 | EA | 408.5 | 53514123376 | 2.3 | LB
14430 | Cordage Cond&Sls/HT/9'/16-4 SOW or SOOW/ | EA | 400 | 53514123826 | 2 | LB
14432 | Seal,O Ring-For Campbell Rail System/39- | EA | 10.5 | 53514124014 | 0.01 | LB
14433 | Seal,O Ring-For Campbell Rail System/39- | EA | 11 | 53514124021 | 0.05 | LB
14434 | Switch,Float Type P/Rotoflt/N.O./40'Cd/S | EA | 602.5 | 53514123871 | 7.5 | LB
14445 | Carton,Flexible Discharge Asm | EA | 46 | 53514328030 | 1.422 | LB
14447 | Fitting,Rail-Mach 2.5/3"Hor Disc Elbow | EA | 874 | 53514202330 | 79 | LB
14449 | Pipe,Pvc 24"Dia X 18" Ultra Ribbed | EA | 554 | 53514195007 | 19 | LB
14450 | Pipe,Pvc 30"Dia X 18" Ultra-Core | EA | 317 | 53514183493 | 45 | LB
14456 | Plate,Guide-EZ Out Rails/1.25"-3"/S.S. | EA | 226 | 53514171346 | 2 | LB
14462 | Cord Term&Seal 230V/1Ph/Man Run/"820-682 | EA | 581.5 | 53514124526 | 10.2 | LB
14470 | Shield,Orifice 4" For 1.25" Pipe | EA | 6 | 53514272197 | 0.2083 | LB
14478 | Cap,Protector-2"/White/Plastic | EA | 2 | 53514298593 | 0.01 | LB
14482 | Elbow,Close Quarter/3" Vert Discharge/39 | EA | 375.5 | 53514128807 | 6 | LB
14502 | Seal,Pipe-.375"(For 1" Hole) | EA | 10 | 53514140496 | 0.05 | LB
14509 | Module,Warwick 27A1 Interface/Rhombus Pn | EA | 1267.5 | 53514125066 | 1 | LB
14513 | Clamp,Pipe & Tether For Flt Sw | EA | 13 | 53514125363 | 0.15 | LB
14517 | Contact Block,Aux For Rhombus Panel 10-0 | EA | 136 | 53514125424 | 0.5 | LB
14520 | Switch,Flt/115V/Vert Master/30'/2-Stp/Sm | EA | 93 | 53514125790 | 2.75 | LB
14530 | Cord Term&Seal 115V/20'/18-3 SJTW or SJT | EA | 83 | 53514126094 | 2.7 | LB
14531 | Cord Term&Seal 230V/20'/16-3 SOW/15A Plu | EA | 140.5 | 53514126100 | 2.7 | LB
14532 | Stator W-Screws 115V/1Ph/.4Hp/"152" | EA | 98 | 53514126117 | 6.5 | LB
14534 | Stator W-Screws 115V/1Ph/.5Hp/"153" | EA | 112 | 53514126131 | 7.3 | LB
14536 | Rotor & Bearing Asm 115/230V/1Ph/.4Hp/"1 | EA | 40 | 53514126155 | 4 | LB
14538 | Rebuild Kit 115V/"152/153" | EA | 156 | 53514126193 | 8 | LB
14539 | Rebuild Kit 230V/"152/153" | EA | 213.5 | 53514126209 | 8 | LB
14543 | Rotor & Brg Asm/200-460V/3Ph/DS/SS Shaft | EA | 182 | 53514126445 | 5.5 | LB
14553 | Gasket,Case/Cover/Viton | EA | 8.5 | 53514170103 | 0.02 | LB
14554 | Seal,Shaft-Asm .5" Dia/HT/Viton | EA | 109.5 | 53514170110 | 0.053 | LB
14555 | Gasket,Case/Cover/Viton "130/260" | EA | 17.5 | 53514170127 | 0.02 | LB
14556 | Seal,Mtr Hsg/Viton | EA | 7 | 53514170134 | 0.01 | LB
14561 | Fitting,Galv Bushing-Reducer 1.5"MPT X 1 | EA | 12.5 | 53514209735 | 1.5 | LB
14582 | Fitting,Pvc 1.25" 90D Elbow/Sch 80 | EA | 16 | 53514254827 | 0.1 | LB
14583 | Fitting,Pvc 1.25" Adpt/MPT X Slip/Sch 80 | EA | 20.5 | 53514254841 | 0.1 | LB
14591 | Seal,Sq-Ring Seal Plate "840"/Viton | EA | 17.5 | 53514333867 | 0.01 | LB
14592 | Seal,Sq-Ring Cover "840"/Viton | EA | 17.5 | 53514173180 | 0.02 | LB
14594 | Contactor,Motor For Rhombus Panel 10-047 | EA | 816 | 53514127831 | 2 | LB
14597 | Seal,Cord-Asm | EA | 3 | 53514128791 | 0.2 | LB
14601 | Relay & Wiring Diagram/"820/6820" Grinde | EA | 68.5 | 53514131609 | 1 | LB
14605 | Pin,Cotter 3/32 X 1"Long/SS | EA | 0.5 | 53514135805 | 0.01 | LB
14643 | Connector,Wirenut/Water-Proof King Safet | EA | 3 | 53514185978 | 0.01 | LB
14646 | Shield,Orifice 3" For 1" Pipe/Slotted | EA | 6 | 53514180140 | 0.125 | LB
14647 | Shield,Orifice 4" For 1.25" Pipe/Slotted | EA | 7.5 | 53514272173 | 0.2083 | LB
14649 | Cord Term&Seal 230V/35'/16-3 SOW-A/1Ph | EA | 325.5 | 53514130961 | 3.6 | LB
14665 | Cordage Term&Seal 35'Cd/14-4 SO/3Ph/Non- | EA | 464 | 53514131340 | 7.2 | LB
14666 | Cordage Term&Seal/35'Cd/18-5 Soo-A/M&T S | EA | 185.5 | 53514131357 | 4.3 | LB
14669 | Cord Term&Seal 200V/25' Cd/16-3 SOW | EA | 118.5 | 53514131395 | 2.6 | LB
14670 | Tag,Id-Blank Sewage Kw/P1 & Kw/P2 Zco | EA | 2 | 53514462918 | 0.015 | LB
14673 | Bearing,Radial-6303 Greased And Sealed | EA | 10 | 53514131722 | 0.254 | LB
14675 | Seal,Shaft Carbon/Sc Buna-N | EA | 60.5 | 53514132033 | 0.2 | LB
14676 | Carton,"WM1211"/Plain White | EA | 18.5 | 53514328016 | 0.737 | LB
14681 | Light,Pump Run/Door Mounted/(10-1211-A) | EA | 33 | 53514131814 | 0.5 | LB
14685 | Mat,Underlay Protection/6.0 Oz/15' X | EA | 17.5 | 53514200848 | 192 | LB
14690 | Conduit & Wire Asm/.5"/9-Wire/50' | EA | 659.5 | 53514347512 | 0 | LB
14700 | Fitting,Reducing Bushing.75" Spigot X .5 | EA | 7.5 | 53514193850 | 0.04 | LB
14732 | Hose,Discharge Kit W/O Instructions | EA | 27 | 53514132170 | 2.875 | LB
14736 | Hardware Pack-Homeguard/SS Rod | EA | 51 | 53514140403 | 0.342 | LB
14740 | Guide Asm,Flt Rod/Homeguard | EA | 21.5 | 53514131876 | 0.01 | LB
14742 | Flt Rod Asm/Homeguard | EA | 163 | 53514131890 | 0.17 | LB
14749 | Guide,Rubber-Flt Rod/Model 211 | EA | 1.5 | 53514170073 | 0.01 | LB
14750 | Rod,Float-(1)Tapped Hole | EA | 8 | 53514262693 | 0.01 | LB
14759 | Pipe,Discharge-Asm/131 | EA | 19.5 | 53514198688 | 0.5 | LB
14761 | Cover & Cord 115V/1Ph/"2282" | EA | 331 | 53514135461 | 12.1 | LB
14762 | Cover & Cord 230V/1Ph/"2282" | EA | 323.5 | 53514135478 | 12.1 | LB
14768 | Switch,Mech Flt/SPB/230V/10'Cd/12Amp/.5H | EA | 96.5 | 53514305758 | 1.342 | LB
14769 | Float Switch Asm/115V/HT/2057/2098/2137 | EA | 104 | 53514191382 | 1.4 | LB
14773 | Float Switch Asm/115V/2057/2098/2137/238 | EA | 121 | 53514137175 | 1.4 | LB
14774 | Float Switch Asm/230V/2057/2098/2137/228 | EA | 132 | 53514137182 | 1.4 | LB
14797 | Housing,Mtr-& Str/115V/1Ph 130/260 GE | EA | 344 | 53514140526 | 12.7 | LB
14799 | Housing,Mtr-Rtr&Str 115V1Ph/"139" GE | EA | 1378 | 53514140533 | 16 | LB
14810 | Pipe,Pvc 4" X 10'/Slotted/Sdr 35/Bell En | EA | 242 | 53514195090 | 20.1 | LB
14813 | Housing,Pump-Mach "140" | EA | 99 | 53514133337 | 12 | LB
14814 | Pipe,Pvc 4" X 42" Sdr 35 | EA | 57 | 53514195106 | 2 | LB
14815 | Pipe,Pvc 4" X 3" Sdr 35 | EA | 16 | 53514195113 | 0.04 | LB
14817 | Board,Circuit-Rhombus Control Panel/10-1 | EA | 366.5 | 53514132095 | 1 | LB
14818 | Circuit,Board,-Rhombus Control Panel/10- | EA | 470 | 53514132101 | 0.5 | LB
14824 | Disconnect,1.25"V/S.S./Plate Asm/EZ Out/ | EA | 899.5 | 53514132965 | 12 | LB
14825 | Disconnect,1.5"V/S.S./Plate Asm/EZ Out/3 | EA | 1002 | 53514132972 | 14 | LB
14830 | Distal Pressure,Asm .75"/Splitter Adj T | EA | 79 | 53514133580 | 1.1 | LB
14837 | Plate,Access-Blank 16" For 12 Ga. Cover | EA | 183.5 | 53514133146 | 10 | LB
14839 | Housing,Pump-Mach "840" Grinder/Hor Disc | EA | 283.5 | 53514349561 | 11.76 | LB
14847 | Socket For High Water Alarm Light/10-009 | EA | 20 | 53514133405 | 0.5 | LB
14862 | Impeller Brass "294" | EA | 260 | 53514134105 | 2.7 | LB
14863 | Impeller Asm/Br/3Ph "294" | EA | 264.5 | 53514134112 | 2.7 | LB
14864 | Module,Seal Fail/Rhombuspn 1003063 | EA | 297 | 53514133818 | 1 | LB
14868 | Seal,Foam .375"X.125"X 65" Min/18"Dia/Ps | EA | 17 | 53514311209 | 0.01 | LB
14869 | Seal,Pipe-2"(For 3.73"Hole)/Econo Basin | EA | 8.5 | 53514138080 | 0.01 | LB
14870 | Seal,Pipe-3"(For 3.73"Hole)/Econo Basin | EA | 13 | 53514367022 | 0.01 | LB
14871 | Hardware Pak,18"Dia/2&3V2D/For 17-0411/E | EA | 50.5 | 53514138431 | 0.25 | LB
14879 | Pipe,Pvc 4" X 72" Sdr 35 | EA | 89 | 53514195120 | 3 | LB
14905 | Sensor,Moisture Asm/Yeomans | EA | 24.5 | 53514134990 | 0.01 | LB
14914 | Plate,Insp-22" W-3"Psl/(For 17-0076 Cove | EA | 638 | 53514135379 | 13 | LB
14915 | Plate,Access-22"(For 17-0076 Cover) | EA | 373.5 | 53514135386 | 13 | LB
14917 | Contactor,Furnas 3Rt1025-1Ak60 | EA | 442 | 53514140939 | 2 | LB
14918 | Circuit Breaker,Square D/Qou225 | EA | 93 | 53514140946 | 1 | LB
14919 | Circuit Breaker,Square D/Qou120 | EA | 87 | 53514140953 | 1 | LB
14920 | Circuit Breaker,Square D/Qou220 | EA | 93 | 53514140960 | 1 | LB
14921 | Switch,Motor Protector/Siemens 3Rv1021-1 | EA | 439 | 53514140977 | 2 | LB
14922 | Switch,Motor Protector/Siemens 3Rv1021-B | EA | 439 | 53514140984 | 2 | LB
14923 | Switch,Motor Protector/Siemens 3Rv1021-1 | EA | 439 | 53514140991 | 2 | LB
14924 | Switch,Motor Protector/Siemens 3Rv1021-1 | EA | 161 | 53514141004 | 2 | LB
14925 | Switch,Motor Protector/Siemens 3Rv1021-1 | EA | 513.5 | 53514141011 | 2 | LB
14926 | Switch,Motor Protector/Siemens 3Rv1021-1 | EA | 439 | 53514141028 | 2 | LB
14927 | Switch,Motor Protector/Siemens 3Rv1021-1 | EA | 161 | 53514141035 | 2 | LB
14928 | Switch,Motor Protector/Siemens 3Rv1021-1 | EA | 439 | 53514141042 | 2 | LB
14929 | Switch,Motor Protector/Siemens 3Rv1021-1 | EA | 161 | 53514141059 | 2 | LB
14932 | Circuit Board,Control/Rhombus P/N 100971 | EA | 507 | 53514141080 | 1 | LB
14951 | Hardware Pak,18"Dia/3V3D/Split/(For 17-0 | EA | 67.5 | 53514145248 | 2.5 | LB
14952 | Hardware Pak,18"Dia/3V2D(For 17-0419,17- | EA | 67.5 | 53514180225 | 2.5 | LB
14953 | Plate,Access-22"W-4"Hole(For 3"Psl) 17-0 | EA | 494.5 | 53514136208 | 13 | LB
14955 | WM266 115V/1P/Vfs/cCSAus/(Replace 100/ | EA | 645 | 53514136512 | 42 | LB
14958 | PPL,Auto-HT/Flt Rod Extended Length/Per | EA | 21.5 | 53514405540 | 0 | LB
14959 | PPL,Auto-HT/Flt Rod Extended Lgth/Per 3 | EA | 35.5 | 53514405564 | 0 | LB
15016 | Shaft,SS-30" Lg "15" | EA | 121.5 | 53514008833 | 2 | LB
15017 | Shaft,SS-26.875" Lg '15' | EA | 62.5 | 53514008840 | 1.6 | LB
15023 | Plug,Test-Brass 1/8-27 NPT | EA | 2.5 | 53514145224 | 0.148 | LB
15025 | Rotor & Brg Asm/115/230V/1Ph/"6140/6270" | EA | 124 | 53514136802 | 5 | LB
15026 | Housing,Mtr-&Str 200V/3Ph/Mst Sen/.5Hp/6 | EA | 599 | 53514136833 | 24.2 | LB
15027 | Rotor & Brg Asm/200-460V/3Ph/.5Hp/DS | EA | 173.5 | 53514136840 | 4.5 | LB
15029 | Capacitor,161-193Uf/220-250Vac/(3.38"X 2 | EA | 47 | 53514342241 | 0.47 | LB
15030 | Capacitor,40Uf/370Vac/(Size Req 3.75"X1. | EA | 50 | 53514468484 | 0.4 | LB
15031 | Capacitor,20Uf/370Vac/(Size 2.625"X1.75" | EA | 36.5 | 53514180485 | 0.2 | LB
15032 | Adapter,Plug & Res/W Mst Sen/"6140" | EA | 245 | 53514136857 | 17 | LB
15047 | Module,Intrinsically Safe/4-Flt/Rhombus- | EA | 1422 | 53514139360 | 1 | LB
15069 | Seal,Pipe Boot 4" To 6" | EA | 106 | 53514152109 | 0.5 | LB
15070 | Seal,Pipe Boot 1" To 3" | EA | 82 | 53514151546 | 0.462 | LB
15076 | Seal,Conduit .75"Liquid-Tight/Nonmetalli | EA | 56.5 | 53514187378 | 0.13 | LB
15077 | Box,Junction-Molded/Lb .75" Pvc W-Seal | EA | 21 | 53514193867 | 0.41 | LB
15078 | Box,Junction-Molded/Lb 1.0" Pvc W-Seal | EA | 21.5 | 53514185985 | 0.041 | LB
15089 | Pipe,Electrical Pvc .75"X 3" Sch 40 | EA | 8 | 53514193874 | 0.06 | LB
15090 | Pipe,Electrical Pvc 1" X3.75" Sch 40 | EA | 8 | 53514185992 | 0.06 | LB
15091 | Fitting,Ele Pvc Rdg Bushing/1"M Slip X . | EA | 11 | 53514186005 | 0.07 | LB
15095 | Fitting,Ele Pvc Rdg Bushing/2"M Slip X . | EA | 34 | 53514195335 | 0.24 | LB
15133 | Screw,Stator 8-32 X 2.13" Lg | EA | 2.5 | 53514169688 | 0.01 | LB
15138 | Switch,Motor Protective/Rhombus/3Ph 4.5- | EA | 161 | 53514137649 | 2 | LB
15145 | Rebuild Kit "4294/6294"/W-O Mst Sn | EA | 240.5 | 53514137670 | 8 | LB
15147 | Impeller-Plastic "151" | EA | 9 | 53514169701 | 0.5 | LB
15154 | Relay,Potential-230V/1Ph171-184V P-U 40- | EA | 103.5 | 53514144043 | 0.314 | LB
15155 | Relay,Potential-230V/1Ph239-270V P-U/50- | EA | 103.5 | 53514144050 | 0.5 | LB
15156 | Relay,Potential-230V/1Ph/280-320V P-U/12 | EA | 105 | 53514141424 | 0.5 | LB
15157 | Kit,Capacitor/Retrofit Asm/6122/6123/631 | EA | 810 | 53514140779 | 4 | LB
15158 | Kit,Capacitor/Retrofit Assembled/6124/65 | EA | 810 | 53514140786 | 4 | LB
15159 | Kit,Capacitor Retrofit Asembled/6111/711 | EA | 810 | 53514140793 | 4 | LB
15178 | Nut,3/8"-16 316SS | EA | 1 | 53514141974 | 0.016 | LB
15187 | Seal,O-Ring EZ Out(115-3)For 3"& 3"Hor D | EA | 2.5 | 53514166991 | 0.2 | LB
15188 | Seal,O-Ring EZ Out(115-1)For 1.25/1.5/2" | EA | 11 | 53514144685 | 0.2 | LB
15192 | Clamp,Cord Seal-Mach 180 Frame/8Ga Cord | EA | 183 | 53514307035 | 4.9 | LB
15194 | Housing,Upper Bearing-Mach/180 Frame | EA | 367.5 | 53514312930 | 20 | LB
15196 | Housing,Mtr-Mach/180 Frame | EA | 1471 | 53514379742 | 73.25 | LB
15198 | Adapter-Mach/180 Frame | EA | 409 | 53514244170 | 38 | LB
15200 | Plate,Seal-Mach/180 Frame | EA | 293 | 53514193331 | 21.5 | LB
15203 | Impeller-Mach SO 7.000" Dia/2.5 Sol/1Ph | EA | 215.5 | 53514218607 | 0 | LB
15204 | Impeller-Mach SO/6.875" Dia/2.5 Sol/1Ph | EA | 215.5 | 53514152826 | 6 | LB
15205 | Impeller-Mach SO 6.750" Dia/2.5 Sol/1Ph | EA | 215.5 | 53514172909 | 6.125 | LB
15207 | Impeller-Mach SO 6.500" Dia/2.5 Sol/1Ph | EA | 215.5 | 53514319908 | 7.5 | LB
15208 | Impeller-Mach SO 6.375" Dia/2.5 Sol/1Ph | EA | 215.5 | 53514148577 | 6 | LB
15209 | Impeller-Mach SO 6.250" Dia/2.5 Sol/1Ph | EA | 215.5 | 53514226251 | 5.938 | LB
15211 | Impeller-Mach SO 6.000" Dia/2.5 Sol/1Ph | EA | 215.5 | 53514336684 | 5.88 | LB
15213 | Impeller-Mach SO 5.750" Dia/2.5 Sol/1Ph | EA | 215.5 | 53514154622 | 5.8 | LB
15214 | Impeller-Mach SO 5.625" Dia/2.5 Sol/1Ph | EA | 215.5 | 53514207342 | 3.915 | LB
15216 | Impeller-Mach SO 5.375" Dia/2.5 Sol/1Ph | EA | 215.5 | 53514162610 | 5.5 | LB
15218 | Impeller-Mach SO 5.250" Dia/2.5 Sol/1Ph | EA | 215.5 | 53514220921 | 3.41 | LB
15220 | Impeller-Mach SO 5.000" Dia/2.5 Sol/1Ph | EA | 215.5 | 53514240646 | 5.19 | LB
15221 | Impeller-Mach SO 4.875" Dia/2.5 Sol/1Ph | EA | 215.5 | 53514149376 | 5.13 | LB
15222 | Impeller-Mach SO 4.750" Dia/2.5 Sol/1Ph | EA | 215.5 | 53514206918 | 2.895 | LB
15224 | Impeller-Mach SO 4.500" Dia/2.5 Sol/1Ph | EA | 196.5 | 53514335274 | 0 | LB
15227 | Impeller-Mach SO 7.000" Dia/3.0 Sol/3/16 | EA | 265.5 | 53514219574 | 7.25 | LB
15229 | Impeller-Mach SO 6.750" Dia/3.0 Sol/3/16 | EA | 265.5 | 53514320737 | 7.125 | LB
15230 | Impeller-Mach SO 6.625" Dia/3.0 Sol/3/16 | EA | 265.5 | 53514463496 | 0 | LB
15231 | Impeller-Mach SO 6.500" Dia/3.0 Sol/3/16 | EA | 265.5 | 53514381370 | 0 | LB
15232 | Impeller-Mach SO 6.375" Dia/3.0 Sol/3/16 | EA | 265.5 | 53514172497 | 6.125 | LB
15234 | Impeller-Mach SO 6.125" Dia/3.0 Sol/3/16 | EA | 265.5 | 53514175917 | 6 | LB
15235 | Impeller-Mach SO 6.000" Dia/3.0 Sol/3/16 | EA | 265.5 | 53514320102 | 0 | LB
15237 | Impeller-Mach SO 5.750" Dia/3.0 Sol/3/16 | EA | 265.5 | 53514211370 | 6 | LB
15238 | Impeller-Mach SO 5.625" Dia/3.0 Sol/3/16 | EA | 265.5 | 53514154424 | 5.75 | LB
15239 | Impeller-Mach SO 5.500" Dia/3.0 Sol/3/16 | EA | 265.5 | 53514235109 | 5.3 | LB
15243 | Impeller-Mach SO 5.125" Dia/3.0 Sol/3/16 | EA | 265.5 | 53514234829 | 5.1 | LB
15246 | Impeller-Mach SO 4.750" Dia/3.0 Sol/3/16 | EA | 265.5 | 53514317102 | 0 | LB
15250 | Rotor 230V/1Ph/1750/6.25"Fr/5.00"Stack | EA | 704.5 | 53514172503 | 16 | LB
15261 | Sensor,Moisture Kit/61Hd/62Hd/7100 Serie | EA | 67 | 53514151164 | 0.2 | LB
15262 | Spring,Wave 2" OD/Carbon Steel | EA | 16.5 | 53514368142 | 0.1 | LB
15266 | Cover & Cord 25'Cd/12-4/Sen 18-5/140 Fra | EA | 1472.5 | 53514198626 | 38 | LB
15267 | Cover & Cord 25'Cd/12-4/Ring Term/Sen/18 | EA | 1474.5 | 53514238650 | 0 | LB
15268 | Cover & Cord 25'Cd/8-4/Sen 18-5/140 Fr/E | EA | 1767.5 | 53514205058 | 38 | LB
15272 | Cover & Cord 50'Cd/12-4/Sen 18-5/140 Fra | EA | 1684.5 | 53514208318 | 46 | LB
15273 | Cover & Cord 50'Cd/12-4/Ring Term/Sen 18 | EA | 1686.5 | 53514193256 | 46.8 | LB
15274 | Cover & Cord 50'Cd/8-4/Sen 18-5/140 Fr/ | EA | 2298.5 | 53514254018 | 48 | LB
15290 | Plate,Mounting-Mach For 7100 Series Pump | EA | 449 | 53514171964 | 25 | LB
15299 | Seal,O-Ring Set 320 Fr/Reliance Motor/Bu | EA | 71.5 | 53514176266 | 0.5 | LB
15300 | Seal,Shaft Inner 320 Fr/Reliance Motor | EA | 4042 | 53514176273 | 0.5 | LB
15301 | Seal,Shaft Outer 320 Fr/Reliance Motor | EA | 5575 | 53514176297 | 1 | LB
15302 | Bearing,Top 320 Fr/Reliance Motor | EA | 137 | 53514176303 | 5 | LB
15303 | Bearing,Bottom 320 Fr/Reliance Motor | EA | 3194.5 | 53514176310 | 17 | LB
15304 | Plug,Ele Moisture Sensor320 Fr/Reliance | EA | 274 | 53514176327 | 0.5 | LB
15305 | Wire,Ele Moisture Sensor320 Fr/Reliance | EA | 0.5 | 53514176334 | 0.1 | LB
15316 | Rotor 200-230-460-575/3P/1750/7.5"Fr/3.2 | EA | 1049.5 | 53514251314 | 24 | LB
15319 | Rotor 200-230-460-575/3P/1750/7.5"Fr/5.2 | EA | 1323.5 | 53514193300 | 33 | LB
15321 | Rotor 230/1P/1750/7.5"Fr/5.0"Stack | EA | 1512.5 | 53514434144 | 31 | LB
15324 | Clamp,Cord Seal-Mach/180Frame/12Ga Cord | EA | 145 | 53514307011 | 4.9 | LB
15325 | Clamp,Cord Seal-Mach/180Frame/4Ga Cord | EA | 183 | 53514352462 | 4.9 | LB
15326 | Seal,Cord 180 Frame/12 Gauge Cord | EA | 17 | 53514306991 | 0.304 | LB
15327 | Seal,Cord 180 Frame/8 Gauge Cord | EA | 16.5 | 53514284381 | 0.296 | LB
15328 | Seal,Cord 180 Frame 4 Gauge Cord | EA | 16.5 | 53514352455 | 0.267 | LB
15330 | Housing,Pump-Mach/180 Frame/Drypit/4" Di | EA | 1358 | 53514167103 | 81 | LB
15331 | Bearing,Radial 5309 | EA | 314.5 | 53514193515 | 3.1 | LB
15332 | Ring,Snap 4.358 OD/Steel | EA | 17 | 53514193546 | 1 | LB
15335 | Terminal,Ring #10 For #4 Wire | EA | 5 | 53514452452 | 0.01 | LB
15336 | Wire,Jumper 8Ga X 4" | EA | 24 | 53514364854 | 0 | LB
15337 | Seal,Ring 6.234 Id-259 Buna | EA | 8 | 53514190293 | 0.01 | LB
15338 | Seal,Ring 9.234 Id-271 Buna | EA | 8 | 53514193522 | 0.01 | LB
15339 | Seal,Ring 9.734 Id-273 Buna | EA | 7 | 53514193539 | 0.01 | LB
15340 | Seal,Ring 6.234 Id-259 Viton | EA | 17 | 53514242237 | 0.5 | LB
15341 | Seal,Ring 9.234 Id-271 Viton | EA | 24.5 | 53514242213 | 0.5 | LB
15342 | Seal,Ring 9.734 Id-273 Viton | EA | 28 | 53514338046 | 0 | LB
15345 | Cover & Cord 25'Cd/12-4/Sensor 18-5/180 | EA | 1341 | 53514190309 | 50.5 | LB
15346 | Cover & Cord 25'Cd/8-4/Sensor 18-5/180 F | EA | 1606.5 | 53514211769 | 50 | LB
15347 | Cover & Cord 25'Cd/4-4/Sensor 18-5/180 F | EA | 2128.5 | 53514223519 | 0 | LB
15351 | Switch,Flt Narrow Angle/HT/N.O./10A/Wgt/ | EA | 258.5 | 53514137977 | 5 | LB
15353 | Cord Term&Seal 230V/1Ph/Auto | EA | 196 | 53514138066 | 3.1 | LB
15391 | Kit,Replacement Impeller& Gasket/310/311 | EA | 11 | 53514138677 | 0.25 | LB
15392 | Plate,Access-22"W-3"Disc Psl/Elect Grmt/ | EA | 411 | 53514138660 | 13 | LB
15404 | Rotor & Brg Asm 3Ph/6165/6185/6293 | EA | 200 | 53514140137 | 4.5 | LB
15407 | Pump,12Vdc Replacement Pump/S1585 | EA | 1034 | 53514140434 | 35 | LB
15410 | Housing,Mtr-Str 230V/1Ph/WB | EA | 408 | 53514139346 | 15 | LB
15419 | Switch,Mech Flt/115/230V/NO/20'Cd WO Plu | EA | 95 | 53514140670 | 3 | LB
15421 | Switch,Vert Master/115/230V/20'Cd WO Plu | EA | 118.5 | 53514140694 | 2.25 | LB
15437 | Switch,Motor Protective/Rhombus Panel 10 | EA | 161 | 53514140519 | 2 | LB
15450 | Housing,Mtr-Rtr&Str/230V/1Ph/"139" GE | EA | 1505.5 | 53514140540 | 26 | LB
15451 | Housing,Mtr-Rtr&Str/115V/1Ph/"WM260" GE | EA | 353 | 53514140557 | 23 | LB
15462 | Pipe,Pvc 2" X 16.375" Sch 40 | EA | 25 | 53514467319 | 0 | LB
15464 | Housing, Motor-Plastic/Non-Auto "Md 72/7 | EA | 28.5 | 53514281779 | 0.844 | LB
15476 | Stabilizer,Toilet-Plate | EA | 30.5 | 53514147389 | 2.4 | LB
15480 | WM152 115V/1Ph/Vfs/Service Part/(Dp135) | EA | 575 | 53514151249 | 39 | LB
15485 | Hardware Pak,WM152/Drain Pump 135 | EA | 55.5 | 53514154240 | 0.5 | LB
15493 | Housing,Mtr-Rtr&Str/115V/1Ph "3137" GE | EA | 439.5 | 53514152932 | 23 | LB
15494 | Housing,Mtr-Rtr&Str/115V/1Ph "3139" GE | EA | 1453.5 | 53514152949 | 27 | LB
15495 | Housing,Mtr-Rtr&Str/230V/1Ph "3137" GE | EA | 442.5 | 53514152956 | 18 | LB
15496 | Housing,Mtr-Rtr&Str/230V/1Ph "3139" GE | EA | 1456.5 | 53514152963 | 21.3 | LB
15498 | Tank,QJ Ultima/W-Inlet Hole/"203" | EA | 131.5 | 53514343446 | 8.86 | LB
15499 | Cover,QJ Ultima/"202" | EA | 45.5 | 53514338985 | 0 | LB
15504 | Cover,Plastic/"202" | EA | 26.5 | 53514365639 | 0.412 | LB
15505 | Housing,Mtr-Plastic Upper "202"/Green | EA | 46.5 | 53514367480 | 0.95 | LB
15535 | Seal,O-Ring(Metric 44.7X3.5Mm)1.5"Union | EA | 1.5 | 53514200060 | 0.1 | LB
15536 | Seal,O-Ring(Metric 57X 3.5Mm)/2.0"Union | EA | 3.5 | 53514200053 | 0.1 | LB
15555 | Contact,Furnas 42Cf15A1 | EA | 185.5 | 53514141530 | 1 | LB
15556 | Contact,Furnas 3Rt1026-1Ak60 | EA | 346.5 | 53514141547 | 2 | LB
15559 | Circuit Breaker,Square D/Qou130 | EA | 62 | 53514141578 | 1 | LB
15560 | Circuit Breaker,Square D/Qou215B | EA | 93 | 53514141585 | 1 | LB
15561 | Circuit Breaker,Square D/Qou230B | EA | 172 | 53514141592 | 1 | LB
15562 | Circuit Breaker,Square D/Qou250 | EA | 93 | 53514141608 | 1 | LB
15563 | Switch,Motor Protector/Siemens 3Rv1021-4 | EA | 185.5 | 53514141615 | 2 | LB
15564 | Switch,Motor Protector Siemens 3Rv1021-4 | EA | 519.5 | 53514141622 | 2 | LB
15565 | Switch,Motor Protector/Siemens 3Rv1021-4 | EA | 519.5 | 53514141639 | 2 | LB
15591 | Cordage Term&Seal/50'Cd/18-5 Soo-A/M&T S | EA | 241 | 53514141400 | 6.2 | LB
15593 | Pipe,Pvc 2" X 36" Sch 40 | EA | 39.5 | 53514141837 | 2.04 | LB
15595 | Wire Pkg (7)Wires/P-I/Ex Pr | EA | 60.5 | 53514143268 | 0.01 | LB
15596 | Wire Pkg (2)Wires/P-F/14Ga | EA | 7 | 53514143275 | 0.01 | LB
15608 | Cover & Cord 230V/1Ph/Na/"820/6820"/Glan | EA | 385.5 | 53514142285 | 14.1 | LB
15609 | Cover & Cord 200V/1Ph/Na/"820/6820"/Glan | EA | 355 | 53514142308 | 14.1 | LB
15610 | Cover,Cord & Flt Sw/230V/1Ph/"820/6820"/ | EA | 565.5 | 53514142346 | 15.2 | LB
15611 | Cover,Cord & Flt Sw/200V/1Ph/"820/6820"/ | EA | 640.5 | 53514142360 | 15.2 | LB
15612 | Cover-Mach & Hdl Asm/12-14Ga/Na/"820/682 | EA | 159.5 | 53514142278 | 11 | LB
15613 | Cover-Mach & Hdl Asm/12-14Ga/Auto/820/68 | EA | 157 | 53514142377 | 11 | LB
15614 | Cord Term&Seal 230V/1Ph/Na/"820-6820"/Gl | EA | 148.5 | 53514142261 | 3.6 | LB
15615 | Cordage Term&Seal 200V/1Ph/Na/"820/6820" | EA | 118 | 53514142292 | 3.6 | LB
15619 | Hardware Pak,Float Tree Asm | EA | 34.5 | 53514441234 | 0 | LB
15626 | Drip Line,.5" X 500'Roll/24"Emitters/GEo | EA | 585 | 53514194543 | 19 | LB
15627 | Fitting,Drip Line Adapter/.5"Tubing/.75 | EA | 3 | 53514279493 | 0.0625 | LB
15631 | Upper Pipe Asm,Float Tree | EA | 66 | 53514441241 | 0 | LB
15632 | Cord Term&Seal 230V/1Ph/Auto/"820/6820"/ | EA | 147.5 | 53514142339 | 3.6 | LB
15633 | Cordage Term&Seal 200V/1Ph/Aoto/"820/682 | EA | 117.5 | 53514142353 | 3.6 | LB
15634 | Seal,Cord Asm&Str Rlf/12-3/12-4/14-3/14- | EA | 44.5 | 53514151881 | 0.2 | LB
15635 | Seal,Cord Asm&Str Rlf/12-3/14-3/14-4/14- | EA | 75.5 | 53514142384 | 0.2 | LB
15636 | Cover & Cordage 1Ph/14-5/Ex Pr/20'/Pin | EA | 869.5 | 53514356231 | 0 | LB
15637 | Cover & Cordage 3Ph/14-8/Ex Pr/20'/Pin | EA | 869 | 53514253752 | 14 | LB
15657 | Cover & Cordage 1Ph/14-5/Ex Pr/Pin/Handl | EA | 841 | 53514159382 | 19.4 | LB
15658 | Cover & Cordage 3Ph/14-8/Ex Pr/Pin/Handl | EA | 840 | 53514159443 | 21.9 | LB
15659 | Cover & Cordage 1Ph/12-5/Ex Pr/Pin/Handl | EA | 805 | 53514159450 | 21.4 | LB
15662 | Plug,Test-Brass 1/4-18Npt L1+4/L1+5 | EA | 7 | 53514150938 | 0.1 | LB
15665 | Cover & Cordage 3Ph/14-8/Ex Pr/25'/Pin | EA | 908.5 | 53514467470 | 0 | LB
15668 | Plate,Frp Rail Mtg-Mach/Polyrib Basin | EA | 249.5 | 53514162771 | 3 | LB
15703 | Cord Term&Seal 115V/15'/16-3 SJOW-A/Y-Sp | EA | 203 | 53514142957 | 2.3 | LB
15705 | Cord Term&Seal 115V/10'/16-3 SJOW/1Ph | EA | 38.5 | 53514143022 | 1.6 | LB
15706 | Housing,Mtr-& Str 115V/1Ph/"142" | EA | 391.5 | 53514143039 | 23 | LB
15707 | Seal,Cord-Asm "WM142" | EA | 3 | 53514143046 | 0.2 | LB
15708 | Switch,Vert Flt & Seal "WM142" | EA | 88.5 | 53514143053 | 2 | LB
15723 | Latch,Metal For Control Panel | EA | 68 | 53514143435 | 1 | LB
15738 | Housing,Mtr-&Str 460V/3P/1750/6.25"Fr/5" | EA | 1850 | 53514319458 | 0 | LB
15739 | Housing,Mtr-&Str 460V/3P/1750/6.25"Fr/3" | EA | 1604.5 | 53514192976 | 69 | LB
15743 | Box,Auto Flushing Headworks | EA | 3055.5 | 53514143770 | 45 | LB
15748 | Cover & Gasket/139-Na | EA | 491.5 | 53514143923 | 5.2 | LB
15749 | Impeller Asm 3Ph "139" | EA | 388.5 | 53514143930 | 3.4 | LB
15750 | Housing,Mtr-&Str 200-208V/1Ph/139 | EA | 1452.5 | 53514143978 | 29 | LB
15751 | Housing,Mtr-& Str 200-208V/3Ph/139 | EA | 1477.5 | 53514143985 | 28 | LB
15752 | Housing,Mtr-& Str 460V/3Ph/139 | EA | 1491.5 | 53514143992 | 30 | LB
15753 | Housing,Mtr-& Str 230V/3Ph/139 | EA | 1483 | 53514144005 | 16 | LB
15757 | Contactor,Mtr For Rhombus Panel/10-0495/ | EA | 445.5 | 53514144067 | 2 | LB
15758 | Switch,Mtr Protective Rhombus Panel/10-0 | EA | 241.5 | 53514144074 | 2 | LB
15759 | Pipe,Pvc 1.5" X 24" Sch 40 w/Weep Hole | EA | 24 | 53514302115 | 1.5 | LB
15767 | Label,"Packing Peanuts" | EA | 0.5 | 53514329945 | 0.01 | LB
15792 | Fitting,Pvc/Reducing Elbow/1.5"Slp X 1"S | EA | 9.5 | 53514180119 | 0.1 | LB
15800 | Housing,Pump-Mach "841/7013" | EA | 192.5 | 53514170141 | 12 | LB
15801 | Impeller-Mach "841/7013/842/7012"/Br | EA | 456.5 | 53514170158 | 5.3 | LB
15802 | Seal,Pipe-1.5"(For 3.73" Hole) | EA | 9 | 53514288457 | 0.13 | LB
15803 | Rebuild Kit WD & Wh 820/6820/(09/02-05/0 | EA | 211 | 53514144487 | 9 | LB
15804 | Rebuild Kit E & I "820/6820"/(09/02-05/0 | EA | 200.5 | 53514144449 | 9 | LB
15805 | Seal,Cord-Ni.Pl.Brass (.35-.63 Dia. Rang | EA | 51 | 53514144616 | 0.172 | LB
15806 | Seal,Conduit-Ni.Pl.Brass(.51-.71 Dia.Ran | EA | 59 | 53514144623 | 0.17 | LB
15825 | Cover-Mach W-Sensor "840"/Gland | EA | 145 | 53514145514 | 7.6 | LB
15826 | Cover & Cord 200/230V/1P/"840"/Gland | EA | 562.5 | 53514145460 | 16 | LB
15827 | Cover & Cord 200/230/460/575/3Ph/"840"/G | EA | 495.5 | 53514145477 | 15.7 | LB
15828 | Cord Term&Seal 20'/14-4/3Ph/Nonauto/Glan | EA | 202.5 | 53514145491 | 4.9 | LB
15829 | Cordage Term&Seal/20'/14-6 SOW-A/"840"/G | EA | 245.5 | 53514145507 | 6.5 | LB
15830 | Case & Seal "840"/Gland | EA | 146 | 53514145521 | 8.3 | LB
15832 | Rebuild Kit "840"/1Ph/Retro | EA | 396 | 53514145576 | 9 | LB
15842 | Cover & Cord 35'Cd/200/230/460V/3Ph/Grin | EA | 782.5 | 53514145781 | 19.9 | LB
15846 | Kit,Brush Model 314 Utility Pump | EA | 11 | 53514146474 | 0.1 | LB
15850 | Hardware Pak,24-36"Dia/2V2D/Duplex | EA | 108 | 53514149079 | 3 | LB
15851 | Hardware Pak,24-36"Dia/3V3D/Duplex | EA | 108 | 53514169503 | 3 | LB
15853 | Hardware Pak,24-36"Dia/3V2D/Duplex | EA | 108 | 53514311407 | 3 | LB
15854 | Hardware Pak,36"Dia/2V2D/Sim/(For 17-045 | EA | 77 | 53514163365 | 3 | LB
15860 | Hardware Pak,18"Dia Blnk Poly Cover | EA | 39 | 53514171605 | 2 | LB
15877 | Mat,Underlay Protection 15' X 40' | EA | 829.5 | 53514412623 | 0 | LB
15886 | Seal,Pipe-4" Sdr/(For 5"Hole) | EA | 24.5 | 53514425005 | 0 | LB
15914 | Washer,Flat .344"ID X .688"OD X .065"/SS | EA | 0.5 | 53514321024 | 0.01 | LB
15921 | Tank,5041 Step System/22.5" Inlet | EA | 828 | 53514241407 | 32 | LB
15931 | Fitting,Pvc 1" Slp X 1.25" MPT/Sch 40 | EA | 8.5 | 53514451172 | 0 | LB
15950 | Washer,PVC 1.27"OD X .156"Id .125Thk | EA | 3 | 53514317331 | 0 | LB
15959 | Washer,Nylon Blank/.75" OD X .062"Thk | EA | 1 | 53514253974 | 0.001 | LB
16042 | Strainer,Tee/1.5"/50 Mesh/Poly | EA | 103.5 | 53514263775 | 1 | LB
16071 | Contactor,Motor For Rhombus Panel 10-103 | EA | 74.5 | 53514148225 | 2 | LB
16088 | Cover & Cord 50'Cd/200/230/460/575/3P/84 | EA | 958 | 53514148461 | 27 | LB
16089 | Fabric,Landscape/54"Wide | EA | 1.5 | 53514171414 | 8 | LB
16102 | Housing,Mtr-&Str 460V/3Ph/.5Hp/MS/Emd | EA | 437.5 | 53514149796 | 25 | LB
16103 | Rebuild Kit Single Seal/Auto/160-405 | EA | 273 | 53514149802 | 8 | LB
16104 | Cover & Handle 12-14Ga/Na/Gland | EA | 144 | 53514149833 | 11 | LB
16105 | Cover & Handle 12-14Ga/MS/Gland | EA | 144 | 53514149840 | 11 | LB
16106 | Cover & Cordage 14Ga/1Ph/Na/50'/Gland | EA | 516 | 53514149857 | 19.5 | LB
16107 | Cover & Cordage 12Ga/1Ph/Na/50'/Gland | EA | 621 | 53514149871 | 24 | LB
16108 | Cover & Cordage 14Ga/3Ph/50'/Gland | EA | 836.5 | 53514149895 | 21 | LB
16109 | Cover & Cordage 12Ga/1Ph/50'/MS/Gland | EA | 787 | 53514149918 | 27 | LB
16110 | Cordage Term&Seal/14Ga/1Ph/Na/50'/Gland | EA | 288 | 53514149864 | 8.7 | LB
16111 | Cordage Term&Seal/12Ga/1Ph/Na/50'/Gland | EA | 393.5 | 53514149888 | 13.2 | LB
16112 | Cordage Term&Seal/14Ga/3Ph/50'/Gland | EA | 608.5 | 53514149901 | 10.5 | LB
16113 | Cover,Cord &Flt Sw/WD189-WD405/Gland | EA | 531 | 53514149925 | 6 | LB
16114 | Cover,Cord &Flt Sw/WD189-WD405/Eyebolt/G | EA | 531 | 53514149932 | 6.1 | LB
16115 | Cord Term&Seal 230V/1Ph/WD/Gland | EA | 147.5 | 53514149949 | 4 | LB
16116 | Cover & Cords 230V/(1)14Ga/20A/(1)16Ga/G | EA | 462.5 | 53514149956 | 18 | LB
16117 | Cover & Cordage/115V/1Ph/14Ga/15A/MS/25' | EA | 428.5 | 53514149963 | 16.9 | LB
16118 | Cover & Cordage/230V/1Ph/14Ga/15A/25'/Gl | EA | 385 | 53514149970 | 15 | LB
16119 | Cover & Cord 230V/1Ph/14Ga/20A/25'/Gland | EA | 379 | 53514149987 | 15 | LB
16120 | Cover&Cordage 230V/(1)14Ga/20A/(1)16Ga/2 | EA | 553.5 | 53514149994 | 17.1 | LB
16121 | Cover & Cordage 3Ph/14Ga/25'/Gland | EA | 508 | 53514150006 | 15.8 | LB
16122 | Cover-Mach & Handle Asm/(1)14Ga & (1)Std | EA | 145 | 53514150013 | 11 | LB
16123 | Cover&Cordage 230V/1P/14Ga/20A/Eyebolt/2 | EA | 396 | 53514150020 | 15.1 | LB
16124 | Cover&Cord 230V/14Ga-20A&16Ga/Eyebolt/25 | EA | 572.5 | 53514150037 | 17.1 | LB
16125 | Cover & Cordage 3Ph/14Ga/Eyebolt/25'/Gla | EA | 488.5 | 53514150044 | 15.8 | LB
16130 | Sealer,Primer/Epdm Liner/1-Gallon | EA | 294.5 | 53514326371 | 8 | LB
16131 | Sealer,Lap Caulk/Epdm Liner/Tube | EA | 25.5 | 53514326357 | 0 | LB
16132 | Sealer,2 Sided Splice Tape/Epdm Liner/10 | EA | 400 | 53514326333 | 5.01 | LB
16134 | Wire,Asm-P-P(1)Wire Y 5.5"Lg | EA | 6.5 | 53514152253 | 1 | LB
16135 | Cover & Cord 200/230V/1P | EA | 470.5 | 53514152260 | 14.2 | LB
16136 | Cutter & Disc Asm "841" | EA | 352.5 | 53514152277 | 2.6 | LB
16140 | Filter Holder Asm/Hi-Hd Step System | EA | 649.5 | 53514160999 | 15 | LB
16141 | Flapper,2"-Mach/Hi-Hd Step System | EA | 10.5 | 53514161002 | 0.4 | LB
16149 | Fitting,Pvc .75" X .75" X .50"/Snap On S | EA | 4.5 | 53514180232 | 0.4 | LB
16203 | Carton,507/1507 DC Pump | EA | 8 | 53514262570 | 0.891 | LB
16205 | Pipe,Corrugated Dual Wall/12" X 38" | EA | 129.5 | 53514388171 | 0 | LB
16223 | Pipe,Pvc .50" X 24" Sch 40 | EA | 10 | 53514332662 | 0.3 | LB
16228 | Rotor & Brg 380V/3Ph/2Hp | EA | 266 | 53514149116 | 6 | LB
16244 | Rebuild Kit,DS/W&Wo Mst Sen/4290-429 | EA | 233.5 | 53514150181 | 9 | LB
16261 | Chamber,High Capacity/34"X75"X16"/Plasti | EA | 184.5 | 53514151133 | 0 | LB
16263 | Cap,Chamber End/High Capacity | EA | 45.5 | 53514367183 | 0 | LB
16268 | Distal Pressure Asm,1" | EA | 79.5 | 53514151157 | 1.8 | LB
16274 | Housing,Mtr&Str 460V/3Ph/1750/6.25"Fr/3. | EA | 1507.5 | 53514150648 | 70 | LB
16279 | Liner,Epdm 40' X 33'/45 Mil | EA | 4601.5 | 53514212827 | 376 | LB
16291 | Liner,Epdm 50' X 100' Roll/45 Mil | EA | 15739 | 53514326319 | 1425 | LB
16302 | Fitting,Pvc 2" Reducer Slp X 1.5"MPT/Sch | EA | 8 | 53514326456 | 0.2 | LB
16304 | Cover & Cordage 1Ph/14-5/Ex Pr/50'/Pin | EA | 1132 | 53514257620 | 26 | LB
16306 | Washer,Flat-SS.25 X 1"OD | EA | 0.5 | 53514448196 | 0 | LB
16320 | Sealer,Batten Cover Str Ip 6" X 100'Epdm | EA | 730.5 | 53514326340 | 0 | LB
16323 | Cord Term&Seal 50'Cd/14-4 SO/3Ph/Nonauto | EA | 598 | 53514152802 | 10.4 | LB
16358 | Door,Rhombus Control Panel | EA | 192 | 53514153977 | 1 | LB
16360 | Liner,Epdm 40' X 50'/45 Mil | EA | 6815 | 53514326302 | 570 | LB
16375 | Relay Module/Is Relay For 10-1004 Panel | EA | 2318 | 53514154431 | 0.5 | LB
16376 | Carton,15" X 15" X 15" | EA | 12.5 | 53514214050 | 1.632 | LB
16385 | Pipe,Pvc .50" X 18" Sch 40 | EA | 8.5 | 53514369361 | 0 | LB
16426 | Cover,24"Dia/Tuf-Tite Onsite | EA | 93.5 | 53514370183 | 5 | LB
16436 | Conduit & Wire Asm .75"/13 Wire/75' | EA | 1773.5 | 53514186876 | 25 | LB
16450 | Cover & Cordage 3Ph/14-8/Ex Pr/50'/Pin | EA | 1134 | 53514185503 | 33.2 | LB
16452 | Tank,5041 Step System/Field Cut Inlet | EA | 737.5 | 53514161415 | 32 | LB
16456 | Enclosure,Control-4X For10-0929 | EA | 377.5 | 53514158477 | 4 | LB
16457 | Board,Circuit-Rhombus Control Panel/10-1 | EA | 927.5 | 53514158484 | 1 | LB
16470 | Screw,.5-13 X 2.75" HH Cap/SS | EA | 3.5 | 53514356736 | 0.17 | LB
16536 | Hardware Pak,18"Dia/Blnk/(For 17-0457) | EA | 26.5 | 53514351762 | 0.32 | LB
16548 | Fitting,PVC 1.5" Spigot X MPT Adapter/S | EA | 5 | 53514185763 | 1 | LB
16550 | Circuit Board,Control Rhombus P/N 100971 | EA | 278.5 | 53514160562 | 1 | LB
16577 | Floor Stand For Adjustable Hoist/1000 L | EA | 1223 | 53514161538 | 10 | LB
16583 | Oil,Dielectric-5 Gallon Can | EA | 247.5 | 53514161798 | 40 | LB
16584 | Hardware Pak,24"Dia X 12" Fg Ext/Polyrib | EA | 100 | 53514184568 | 1 | LB
16608 | Seal,Foam-Bsn Cvr/30"/Psa/1.5"X.25"/(For | EA | 52.5 | 53514170059 | 1 | LB
16611 | Hardware Pak,For Fg Extension For Fg Bas | EA | 52.5 | 53514418007 | 1 | LB
16642 | Contactor,Motor For Rhombus Panel 10-166 | EA | 155 | 53514163082 | 2 | LB
16659 | Pipe,Pvc 1" X 16" Sch 80 | EA | 16.5 | 53514241421 | 0 | LB
16666 | Cover & Cordage 3Ph/14-8/Ex Pr/35'/Pin | EA | 1001.5 | 53514352059 | 0 | LB
16673 | Rod,Float-Asm/Hi Hd Stepsystem | EA | 51.5 | 53514164454 | 1 | LB
16704 | Pipe,Pvc 1" X 35.5" Sch 40 | EA | 40 | 53514357870 | 1 | LB
16710 | Screw,Self-Tapping/SS/For Tuf-Tite Items | EA | 0.5 | 53514348335 | 0.01 | LB
16730 | Filter Holder Asm/96" Hi-Hd Step System | EA | 669 | 53514345907 | 0 | LB
16756 | Hardware Pak,18"Dia/3V2D/(For 17-0418,17 | EA | 52.5 | 53514164966 | 0.32 | LB
16764 | Leadwire Asm 50' 14-2G SJOW-A(1/2 -1 1/2 | EA | 384 | 53514164645 | 2 | LB
16766 | Hardware Pak,18"Dia/3V3D/(For 17-0516) | EA | 52.5 | 53514164973 | 0.38 | LB
16767 | Switch,Motor Protective/Rhombus | EA | 426.5 | 53514165109 | 1 | LB
16772 | Contactor,120V/32Amp/3-Pole/For Rhombus | EA | 247.5 | 53514165161 | 2 | LB
16773 | Overload,Relay/23-32Fla | EA | 142.5 | 53514165178 | 2 | LB
16775 | Distr Pipe Asm/1"X103"W-C-O/.125"Orif@17 | EA | 182.5 | 53514180102 | 3.5 | LB
16777 | Distr Pipe Asm/1"X 120" W-Cplr/125"Orif@ | EA | 164.5 | 53514180089 | 3.7 | LB
16801 | Bracket,Lifting Wire Form/840-6840/Sew/E | EA | 6.5 | 53514166519 | 0.165 | LB
16802 | Screw,.313-18 X 2.25" HH Cap/SS | EA | 1.5 | 53514179120 | 0.05 | LB
16803 | Bracket,Lifting & Hdwe/SS/404-405/840-68 | EA | 20.5 | 53514171971 | 0.01 | LB
16804 | Rebuild Kit,Sgl Sl/404-405/Na/1&3P/Wire | EA | 216 | 53514166571 | 11 | LB
16805 | Rebuild Kit,Dbl Sl/1&3Ph/4405/MS/Wire Fo | EA | 248 | 53514166625 | 11 | LB
16806 | Rebuild Kit, 840-841/1Ph/Gland/Wire Form | EA | 369.5 | 53514166632 | 7 | LB
16807 | Rebuild Kit,840-841/Sen/5-Wire/3P/Gland/ | EA | 364.5 | 53514166649 | 7 | LB
16845 | Contactor,Motor For Rhombus Panel 10-009 | EA | 99 | 53514166441 | 2 | LB
16867 | Plate,Mounting/Reliance/210 Frame To 180 | EA | 5102 | 53514167165 | 26 | LB
16879 | Arm,Switching/Auto/Ex Pr | EA | 20 | 53514311681 | 1 | LB
16880 | Washer,Del-.812OD X .505Id X .062" | EA | 6 | 53514311698 | 0.01 | LB
16881 | Pin,Roll .156"Dia X .75"/S.S. | EA | 0.5 | 53514211530 | 0.01 | LB
16882 | Rod,Float/Brass/Auto/Ex Pr | EA | 76.5 | 53514303570 | 0.2 | LB
16885 | Guard,Auto/Ex Proof/S.S. | EA | 13 | 53514368258 | 0.655 | LB
16907 | Relay,Alternating/120V/For Rhombus Panel | EA | 513.5 | 53514167288 | 0.5 | LB
16912 | Relay,Motor Starter/Rhombus Panel | EA | 266 | 53514167523 | 1 | LB
16913 | Capacitor,Start/Rhombus Panel | EA | 105.5 | 53514167530 | 1 | LB
16917 | Brushes,(Set)-Cim Motor/Aquanot | EA | 36.5 | 53514169572 | 0.01 | LB
16926 | Cover & Cord 50'Cd/12-4/Sensor 18-5/180 | EA | 1552.5 | 53514209162 | 50.5 | LB
16927 | Cover & Cord 50'Cd/8-4/Sensor 18-5/180 F | EA | 2139 | 53514211264 | 74 | LB
16928 | Cover & Cord 50'Cd/4-4/Sensor 18-5/180 F | EA | 3141.5 | 53514211271 | 107 | LB
16933 | Tubing,Shrink Teflon Tfe1/2",Expanded Id | EA | 12.5 | 53514169848 | 0.01 | LB
16934 | Stator 230/460V/3Ph/1750/7.5"Frame/5.25" | EA | 2411 | 53514193317 | 64 | LB
16937 | Wire,Ele Moisture Sensor320 Fr/Reliance | EA | 2.5 | 53514176341 | 2 | LB
16938 | Seal,O-Ring/De Mtg Pl/320 Fr/Reliance Mo | EA | 283.5 | 53514176716 | 0.5 | LB
16939 | Seal,O-Ring/De Mtg Brkt/320 Fr/Reliance | EA | 307 | 53514176723 | 0.5 | LB
16940 | Plug,Pipe 1/4"NPT Zinc Pl Square Hd w/Se | EA | 2.5 | 53514313470 | 0.02 | LB
16945 | Sensor Thermo Asm 125C/62Hd | EA | 107.5 | 53514251338 | 0.02 | LB
16946 | Impeller-Mach SO 8.750" Dia/180Fr/3"Sol | EA | 609 | 53514183080 | 22 | LB
16947 | Impeller-Mach SO 8.750" Dia/Br/180Fr/3"S | EA | 722.5 | 53514183097 | 27 | LB
16949 | Shackle,Anchor Screw Pin/.5" 316 S.S. | EA | 160 | 53514214746 | 0.75 | LB
16956 | Housing,Pump-Mach 2"Vert Disc/140Fr/No | EA | 900 | 53514227579 | 37.44 | LB
16968 | Plate,Seal-Mach/180 Frame/Ex Pr | EA | 1011 | 53514466787 | 29.52 | LB
16990 | Ring,Snap 1.387 Id S.S. | EA | 29.5 | 53514466930 | 0.01 | LB
16998 | Cover & Cord 50'Cd/8-4/Sensor 18-5/180 F | EA | 3048 | 53514339968 | 0 | LB
17062 | Rebuild Kit 115V/"151" | EA | 159.5 | 53514169657 | 4 | LB
17063 | Rebuild Kit 230V/"151" | EA | 216.5 | 53514169664 | 4 | LB
17069 | Alarm,Horn SS 120V For Panel 10-1193 | EA | 74.5 | 53514169862 | 1 | LB
17070 | Meter,Elapsed Time/120V For Panel 10-119 | EA | 130 | 53514169879 | 1 | LB
17071 | Relay, FLG Mt/Spdt 120V Coil/For Panel 1 | EA | 40 | 53514169886 | 0.5 | LB
17072 | Relay,FLG Mt/Dpdt/120V Coil/For Panel 10 | EA | 46.5 | 53514169893 | 0.5 | LB
17073 | Relay,FLG Mt/(2)N.O. Contacts/120V Coil/ | EA | 68 | 53514169909 | 0.5 | LB
17074 | Lens,Mini-Beacon/Red/Kit | EA | 62 | 53514169916 | 0.5 | LB
17075 | Bracket,Mtg/Z-Rail/Upper Guide Rl/Galv/ | EA | 93 | 53514261818 | 8 | LB
17077 | Bulb,Light 155V For 10-1193 Panel | EA | 13.5 | 53514169923 | 0.1 | LB
17086 | Liner,Epdm 50' X 150'/45Mil | EA | 19620 | 53514326326 | 2138 | LB
17108 | Distr Pipe Asm/1"/120"W-.125"Orif 2"O.C. | EA | 164.5 | 53514181161 | 3.2 | LB
17110 | Kit,Seal & Oring/(Model 323-0005) | EA | 232.5 | 53514170417 | 0.1 | LB
17112 | Fitting,PVC 2" Tee Sch 80 | EA | 54.5 | 53514424381 | 0 | LB
17119 | Bracket,Mtg/Z-Rail/Upper Guide Rl/Galv/ | EA | 76 | 53514304737 | 0 | LB
17120 | Fitting,Galv 2" NPT Wye | EA | 303.5 | 53514424367 | 0 | LB
17127 | Elbow,Close Quarter/1.25" Vert Disc/39-0 | EA | 226 | 53514170776 | 3 | LB
17132 | Contactor,Motor For Rhombus Panel 10-059 | EA | 365 | 53514171087 | 2 | LB
17133 | Nipple,Pipe 2" X 9"Lg/Galv W-Weep Hol | EA | 39.5 | 53514203382 | 2.75 | LB
17135 | Nipple,Pipe 1.25 X 9"/Galv/W- Weep Hole | EA | 34 | 53514178147 | 1.7 | LB
17137 | Nipple,Pipe 1.25Npt X 12"/Galv/W-Weep Ho | EA | 48.5 | 53514181178 | 2.12 | LB
17145 | Contactor,Square D/8910Dpa22V02 | EA | 117.5 | 53514172152 | 1 | LB
17146 | Contactor,Telemechanique/Lc1D09G7 | EA | 136 | 53514172169 | 1 | LB
17147 | Contactor,Telemechanique/Lc1D18G7 | EA | 173.5 | 53514172176 | 1 | LB
17148 | Contactor,Telemechanique/Lc1D25G7 | EA | 223 | 53514172183 | 1 | LB
17150 | Switch,Motor Protector/Telemechanique Gv | EA | 290.5 | 53514172206 | 1 | LB
17151 | Switch,Motor Protector/Telemechanique Gv | EA | 290.5 | 53514172213 | 1 | LB
17152 | Switch,Motor Protector/Telemechanique Gv | EA | 290.5 | 53514172220 | 1 | LB
17153 | Switch,Motor Protector/Telemechanique Gv | EA | 290.5 | 53514172237 | 1 | LB
17154 | Switch,Motor Protector/Telemechanique Gv | EA | 290.5 | 53514172244 | 1 | LB
17155 | Switch,Motor Protector/Telemechanique Gv | EA | 321.5 | 53514172268 | 1 | LB
17156 | Switch,Motor Protector/Telemechanique Gv | EA | 321.5 | 53514172275 | 1 | LB
17157 | Switch,Motor Protector/Telemechanique Gv | EA | 328 | 53514172282 | 1 | LB
17158 | Switch,Motor Protector/Telemechanique Gv | EA | 328 | 53514172299 | 1 | LB
17160 | Nipple,Pipe 2" X 5"/SS | EA | 88 | 53514310875 | 1.54 | LB
17161 | Nipple,Pipe 2" X 8"/SS | EA | 117.5 | 53514310899 | 2.46 | LB
17163 | Nipple,Pipe 2" X 9"Lg/SS/W-Weep Hole | EA | 153.5 | 53514310882 | 0 | LB
17167 | Terminal,Red Insulated Female In-Line | EA | 0.5 | 53514172534 | 0.01 | LB
17175 | Tag,Pump 69 Hd/SS | EA | 27.5 | 53514375591 | 0.01 | LB
17176 | Tag,Motor 69 Hd(Zep) | EA | 25 | 53514375577 | 0.01 | LB
17177 | Tag,Motor 69 Hd/FM Approved | EA | 29 | 53514458560 | 0.01 | LB
17181 | Sealer,Quick Prime Plus/Quart/Epdm | EA | 99 | 53514317430 | 0 | LB
17184 | Flange,Adapter 3" NPT/Galv. | EA | 313 | 53514172596 | 9 | LB
17192 | Spring,Bearing Preload 1.26"OD/Smalley S | EA | 6.5 | 53514367459 | 1 | LB
17193 | Board,Circuit-Rhombus Control Panel | EA | 2837 | 53514172886 | 1 | LB
17197 | Switch,Float W-Terminals/Vert Master2 "5 | EA | 130.5 | 53514178703 | 2 | LB
17198 | Pump,12V DC W-Terminals/Glue In Pump Hsg | EA | 179.5 | 53514178710 | 3 | LB
17203 | Seal,Shaft-Asm/Sc Stat/Sc Rotary/Viton | EA | 1551 | 53514173142 | 0.2 | LB
17204 | Cord,250V/10'/H07RN-F3G1,5/16A/Korean E- | EA | 44 | 53514193577 | 1.06 | LB
17205 | Switch Asm-W/Bracket & Cover | EA | 76.5 | 53514173319 | 2.5 | LB
17218 | Cordage Cond&Sls/HT/5'/16-4 SOW or SOOW- | EA | 290 | 53514173302 | 1.2 | LB
17266 | Holder,Asm-Float Switch | EA | 27 | 53514173661 | 0.5 | LB
17283 | Valve,Unicheck-Pvc/Ultrasonic/Wh/ | EA | 15.5 | 53514179328 | 0.439 | LB
17298 | Capacitor,Start 88-106 Mfd/110-125V | EA | 16.5 | 53514356095 | 0.15 | LB
17299 | Capacitor,Run-20Mfd 250V | EA | 26 | 53514360290 | 0.16 | LB
17303 | Flapper,Asm/202 | EA | 6 | 53514336370 | 0 | LB
17306 | Flange,Extension/PVC/203 | EA | 20.5 | 53514347314 | 0.646 | LB
17309 | Seal,O-Ring (350) | EA | 7.5 | 53514360269 | 0 | LB
17311 | Washer,Thrust "202" | EA | 1 | 53514367398 | 0.01 | LB
17313 | Ring,Tolerance-Upper 202 | EA | 15 | 53514367404 | 0 | LB
17316 | Shim,Washer-063/202 | EA | 2 |  |  | LB
17317 | Shim,Washer-002/202 | EA | 4 |  |  | LB
17318 | Shim,Washer-003/202 | EA | 4 |  |  | LB
17319 | Shim,Washer-005/202 | EA | 2.5 |  |  | LB
17320 | Shim,Washer-010/202 | EA | 3.5 | 53514367442 | 0.001 | LB
17334 | Switch,Mech-Vert Master/SPB/115V/10'Cd | EA | 87 | 53514360306 | 1.6 | LB
17338 | Screw,#8-16X.5"/Pan Hd/Phillips/Plastite | EA | 0.5 | 53514326005 | 0.01 | LB
17340 | Hardware Pak,Switch/(PF/QJ)/Poly/PSF/Sp | EA | 19 | 53514421281 | 0.15 | LB
17341 | Screw,#6-19X.5"Pan Hd/Phillips/Plastite/ | EA | 0.5 | 53514336691 | 0.01 | LB
17342 | Pipe,Pvc 1" X 6.875" Sch 40 | EA | 8.5 | 53514326012 | 0 | LB
17344 | Clamp,Worm Drive Hose/SAE 64/SS | EA | 5 | 53514326029 | 0.07 | LB
17347 | Seal,Rubber-Closet/QJ Ultima/"203" | EA | 17.5 | 53514233372 | 0.194 | LB
17350 | Seal,Tank-Diecut/QJ Ultima "202/203" | EA | 28.5 | 53514203603 | 0.146 | LB
17351 | Hardware Pak,Extension Kit/QJ Ultima "20 | EA | 10.5 | 53514347321 | 0 | LB
17356 | Housing,Mtr-Mach Lower "202" | EA | 97 | 53514434397 | 6.7 | LB
17357 | Nut,Cap-Push On/SS or Plastic | EA | 3 | 53514326036 | 0 | LB
17364 | Fitting,PVC 1.50" 90D Street El/Spigot X | EA | 16 | 53514315238 | 0 | LB
17365 | Fitting-Mach,1" 90D Elbow W-Weep Hole | EA | 9 | 53514326050 | 0 | LB
17367 | Holder,Sleeve/Vert Master Sw/"202-203" | EA | 5 | 53514326067 | 0 | LB
17368 | Baffle,Sleeve-Mach/Vert Master Sw/"202-2 | EA | 12 | 53514326074 | 0 | LB
17373 | Cover & Flapper Asm/W-Disc Fittings 202/ | EA | 113 | 53514193065 | 5 | LB
17374 | N202 115V/1Ph/Service Part | EA | 993.5 | 53514193072 | 30 | LB
17381 | Cover & Cord 3Ph/16-4 SOW/25'/Viton Gask | EA | 318.5 | 53514218461 | 12.5 | LB
17389 | Cord Term&Seal 230V/50'/1Ph/Na/"820-6820 | EA | 360 | 53514173746 | 8.7 | LB
17408 | Impeller-Mach Vtx 5.250"Dia/140Fr/2.5" S | EA | 242 | 53514218362 | 0 | LB
17427 | Disconnect,2"V/S.S./Plate Asm/EZ Out/39- | EA | 1087.5 | 53514173883 | 13 | LB
17449 | Cover & Cord 200V/1Ph/16Ga/25'/MS | EA | 410.5 | 53514174149 | 15 | LB
17529 | Cord Term&Seal 230V/1Ph/Na/820-6820/Glan | EA | 304.5 | 53514174873 | 6.3 | LB
17536 | Fitting,PVC 2" Coupling/Slip X FPT/Sch 8 | EA | 97 | 53514269203 | 0.403 | LB
17561 | Seal,Flexible Boot Fitting 2" | EA | 458.5 | 53514372798 | 1 | LB
17562 | Plate,Spacer/EZ Out 2"/W-Screws/Steel | EA | 199.5 | 53514175603 | 2 | LB
17593 | Carton,Mini Drain Pump (Model 72/1072) | EA | 12 | 53514262631 | 1.527 | LB
17832 | Seal,Cord-Bsn Cvr/2Hl/Rev Taper/2"Hl | EA | 13.5 | 53514177270 | 0.01 | LB
17833 | Seal,Cord-Bsn Cvr/3Hl/Rev Taper/2"Hl | EA | 13.5 | 53514177263 | 0.01 | LB
17837 | Cord & Clamp Asm 50'Cd/12-4 SOW-A/140Fr/ | EA | 553.5 | 53514176969 | 15.9 | LB
17838 | Seal,Flexible Boot Fitting 3" | EA | 273 | 53514258580 | 1 | LB
17853 | Fitting,PVC 4" Adapter/Victaulic X Spigo | EA | 88.5 | 53514288693 | 1 | LB
17855 | Cover & Cordage 3Ph/14-8/Ex Pr/50'/Pin/H | EA | 1103.5 | 53514177355 | 33 | LB
17869 | Nipple,Pipe 2" X 10"/Galv | EA | 80.5 | 53514326982 | 0 | LB
17877 | Board,Plc-Circuit/Rhombus Control Panel | EA | 1471.5 | 53514178024 | 2 | LB
17878 | Insert,Carton/Top "50/90" | EA | 1.5 | 53514462901 | 1.078 | LB
17891 | Adapter-Mach 810/6810/PC Grinder | EA | 170 | 53514348212 | 12.375 | LB
17893 | Key,.1875 X .1875 X.594"Lg/SS | EA | 7.5 | 53514310288 | 0 | LB
17894 | Seal,Pump Housing | EA | 7 | 53514204655 | 0.01 | LB
17897 | Nipple,Pipe 2" X 4"/SS | EA | 85 | 53514334116 | 1 | LB
17899 | Fitting,S.S. 2" Coupling NPT/Female | EA | 39 | 53514334123 | 3 | LB
17907 | Fitting,PVC 2" Slp X FPT Adapter/Sch 40 | EA | 3.5 | 53514326975 | 0 | LB
17908 | Overload,Relay/7-10FLA/For 10-0926 | EA | 124 | 53514178390 | 2 | LB
17930 | Switch,Manual Reversing For 10-0340 | EA | 53 | 53514178802 | 1 | LB
17949 | Tank,QJ Ultima/W-Hub/"202 | EA | 131 | 53514326081 | 9.24 | LB
17952 | Nipple,Pipe 3" X 2.625"/Galv/NPT | EA | 60 | 53514199661 | 1 | LB
17966 | Hardware Pak,Switch/Model 507 | EA | 20 | 53514204853 | 0.15 | LB
17979 | Bracket,Mtg/Z-Rail/Upper Guide Rl/S.S./ | EA | 120 | 53514338978 | 3 | LB
17984 | Flange,Vent 4" Threaded/Bolt-On/(Topps)/ | EA | 61.5 | 53514179670 | 3.5 | LB
17995 | Disconnect,3"V/SS/Plate Asm/EZ Out/39-00 | EA | 1279.5 | 53514179915 | 22 | LB
18000 | Stator 230V/1Ph/140/270/ZT | EA | 271.5 | 53514323264 | 9 | LB
18006 | Rotor 115/230V/1Ph/S-Sl/140/270/ZT | EA | 87.5 | 53514323271 | 2.86 | LB
18008 | Rotor 115/230V/1Ph/DS/SS/6140/6270/ZT | EA | 113.5 | 53514366155 | 0 | LB
18010 | Hub W-Out Seal-Fg/4"/Curved/For 24"- 30" | EA | 79 | 53514180263 | 6 | LB
18015 | Cover & Flapper Asm 202/203 | EA | 56 | 53514326098 | 1.35 | LB
18021 | Seal,Flexible Boot Fitting 4" | EA | 615.5 | 53514354701 | 1 | LB
18027 | Discharge Asm,Flexible/1"Pvc/72"HH Step/ | EA | 326 | 53514181154 | 4 | LB
18070 | Bracket,Support/Plumbing Gid Rl/2.5-3/Ga | EA | 115.5 | 53514440916 | 0 | LB
18074 | Box,Junction-Mach | EA | 114 | 53514387402 | 2.16 | LB
18075 | Cover & Handle W-Housing/Cond Sls/Auto/3 | EA | 322 | 53514181796 | 11 | LB
18076 | Cover & Handle W-Housing/Cond Sls/Na/313 | EA | 312 | 53514181802 | 11 | LB
18077 | Cover & Handle W-Housing/Cond Sls/Auto/3 | EA | 768 | 53514181819 | 12 | LB
18078 | Cover & Handle W-Housing/Cond Sls/Na/313 | EA | 757.5 | 53514181826 | 12 | LB
18079 | Cordage Cond&Sls/W-Cvr Hdl&Hsg/3'/16-3/A | EA | 514 | 53514181833 | 17 | LB
18080 | Cordage Cond&Sls/W-Coverhdl&Hsg/6'/16-3/ | EA | 595 | 53514181895 | 17.6 | LB
18081 | Cordage Cond&Sls/W-Cvr Hdl&Hsg/3'/16-3/A | EA | 439.5 | 53514181901 | 11 | LB
18082 | Cordage Cond&Sls/W-Cvr Hdl&Hsg/3'/16-3/A | EA | 871 | 53514181918 | 12 | LB
18083 | Cordage Cond&Sls/W-Coverhdl&Hsg/6'/16-3/ | EA | 521 | 53514181932 | 11.6 | LB
18084 | Cordage Cond&Sls/W-Coverhdl&Hsg/6'/16-3/ | EA | 952.5 | 53514181949 | 12.6 | LB
18085 | Cordage Cond&Sls/W-Cvr Hdl&Hsg/3'/16-4/A | EA | 421 | 53514181956 | 8.2 | LB
18086 | Cordage Cond&Sls/W-Coverhnd&Hsg/6'/16-4/ | EA | 501.5 | 53514181963 | 8.8 | LB
18087 | Rebuild Kit "3137/3139"/(10/94-Current) | EA | 376 | 53514181970 | 6 | LB
18088 | Rebuild Kit N&E "3137"/(10/87-9/94) | EA | 574 | 53514182045 | 6 | LB
18089 | Rebuild Kit M&D "3139"/(10/87-9/94) | EA | 1884.5 | 53514182069 | 6 | LB
18090 | Rebuild Kit N&E "3139"/(10/87-9/94) | EA | 1018.5 | 53514182076 | 6 | LB
18091 | Rebuild Kit N&E "3098"/(8/91-9/94) | EA | 500.5 | 53514182083 | 6 | LB
18092 | Rebuild Kit "3098"/(10/94-Current) | EA | 356 | 53514182090 | 6 | LB
18103 | Bracket,Receptacle Qwik Box 115V & 230V | EA | 15 | 53514354848 | 0 | LB
18105 | Fitting,PVC 2" X 1-1/2" Reducer Couplin | EA | 9.5 | 53514185770 | 1 | LB
18106 | Flange,Mounting-Painted/203 | EA | 69 | 53514347338 | 0 | LB
18107 | Cordage Cond&Sls/W-Cvr Hdl&Hsg/15'/16-3/ | EA | 625.5 | 53514182120 | 16.8 | LB
18119 | Cover,D-24"Dia/Simtech Poly/(35-0005) | EA | 300.5 | 53514327064 | 15 | LB
18124 | Coupling,Electrical/4.0"/NPT/SS | EA | 892 | 53514182458 | 3 | LB
18127 | Nipple,Pipe 1.25 X 4.75"/SS | EA | 41.5 | 53514182496 | 0.792 | LB
18128 | Nipple,Pipe 1.25 X 8.375"/SS | EA | 147 | 53514182502 | 1.4 | LB
18129 | Nipple,Pipe 1.25 X 8.50"/SS | EA | 145 | 53514182519 | 1.4 | LB
18130 | Nipple,Pipe 1.25 X 15"/SS | EA | 198.5 | 53514182526 | 2.5 | LB
18131 | Nipple,Pipe 1.25 X 22"/SS | EA | 180 | 53514182533 | 3.6 | LB
18133 | Nipple,Pipe 1.25 X 34"/SS | EA | 221.5 | 53514182557 | 5.6 | LB
18134 | Nipple,Pipe 1.25 X 46"/SS | EA | 263 | 53514182564 | 7.6 | LB
18137 | Enclosure,Control-4X For10-1509 | EA | 358.5 | 53514182830 | 4 | LB
18138 | Cover,Control-4X For 10-1509 | EA | 210.5 | 53514182847 | 1 | LB
18139 | Kit,Flange-4X For 10-1509 | EA | 20 | 53514182854 | 1 | LB
18147 | Elbow,Base 90 Deg/Flg'D/4"X4"/Ductile Ir | EA | 1011.5 | 53514183196 | 55 | LB
18156 | Bolt,Carriage .25-20 X 1.5"/SS/316 | EA | 1.5 | 53514459765 | 0.02 | LB
18160 | Receptacle,115V/15A/Short Strap Single | EA | 40 | 53514194925 | 0.1 | LB
18163 | Base-Mach 152/153/Non-Auto | EA | 43.5 | 53514234942 | 0 | LB
18174 | Stator 230V/1Ph/"202"/121.7 Lam/Rb | EA | 217 | 53514367466 | 6.7562 | LB
18175 | Hoist,Adjustable/30'-SS Cable/1000 Lb Ra | EA | 4468.5 | 53514183974 | 96 | LB
18176 | Base-Mach/152/153/Auto | EA | 43.5 | 53514359652 | 0 | LB
18179 | Stator,W-Screws 115V/1Ph/.5Hp/"153" | EA | 226.5 | 53514184759 | 6.5 | LB
18180 | Stator W-Screws 230V/1Ph/.5Hp/"153" | EA | 261.5 | 53514184766 | 6.5 | LB
18182 | Rotor & Bearing Asm 115V/230V/1Ph/.5Hp/" | EA | 73 | 53514184780 | 5 | LB
18183 | Stator W-Screws 115V/1Ph/.33Hp/"151" | EA | 202.5 | 53514184797 | 6.5 | LB
18184 | Rotor & Bearing Asm 115V/230V/1Ph/.33Hp/ | EA | 67.5 | 53514184803 | 5 | LB
18185 | Stator W-Screws 230V/1Ph/.33Hp/"151" | EA | 273.5 | 53514184810 | 6.5 | LB
18201 | Base,Pump "507" W-Flapper | EA | 32 | 53514184575 | 1 | LB
18203 | Fitting,PVC Reducing Tee/1.25" Slip x 1. | EA | 13 | 53514445492 | 0 | LB
18230 | Rotor & Brg Asm/1Ph/820-6820/Up&Lw Brg(0 | EA | 325.5 | 53514185510 | 6 | LB
18231 | Housing,Mtr-&Str 230V/1Ph/2Hp/820-6820/( | EA | 880 | 53514185527 | 35 | LB
18232 | Housing,Mtr-&Str 200V/1Ph/2Hp/820-6820/( | EA | 830.5 | 53514185541 | 32 | LB
18233 | Oil,Dielectric-(54 Oz) | EA | 57 | 53514185572 | 2.438 | LB
18234 | Rebuild Kit 1Ph & 3Ph/"818-820"/ | EA | 230 | 53514185558 | 6 | LB
18237 | Nipple,Pipe 1.25 X 10"/Galv/W-Weep Hole | EA | 34.5 | 53514258528 | 1.7 | LB
18239 | Impeller-Mach "842-6842" | EA | 504.5 | 53514202408 | 5 | LB
18241 | Disc,Cutter Single Direction Grinder/"84 | EA | 137.5 | 53514214944 | 1.345 | LB
18243 | Plate,Spacer/EZ Out 1.25"/W-Screws/Steel | EA | 199.5 | 53514198114 | 2 | LB
18249 | Filter,Vortex 1"MPT/For 5056-0011 | EA | 126 | 53514198336 | 3 | LB
18252 | Hub Assembly, 4"Fg Hub &Grommet/24" & | EA | 100.5 | 53514185275 | 6 | LB
18255 | Rod,Float/Recirculating Float Valve | EA | 46.5 | 53514263980 | 0 | LB
18256 | Plug, For Recirculating Float Valve | EA | 44 | 53514342180 | 0 | LB
18262 | Float,8"Dia Copper/Recirculating Float V | EA | 207.5 | 53514308551 | 0 | LB
18265 | Weir,Blank For Splitter Valve | EA | 39 | 53514355661 | 0 | LB
18266 | Weir,10% For Splitter Valve | EA | 39 | 53514254254 | 0.001 | LB
18267 | Weir,20% For Splitter Valve | EA | 39 | 53514312343 | 0 | LB
18268 | Weir,25% For Splitter Valve | EA | 39 | 53514355722 | 0 | LB
18269 | Weir,30% For Splitter Valve | EA | 39 | 53514254278 | 0.001 | LB
18270 | Weir,40% For Splitter Valve | EA | 39 | 53514254292 | 0.001 | LB
18277 | Cord Term&Seal 230V/1Ph/20A/Na/Gland/25' | EA | 262 | 53514185480 | 4.6 | LB
18278 | Cord Term&Seal 115V/50'Cd/16-3 SOW-A | EA | 192.5 | 53514185640 | 4.6 | LB
18283 | Cordage Term&Seal 35'Cd/14-4 SO/3Ph/Non- | EA | 416 | 53514185787 | 7.4 | LB
18288 | Hose,Disch/1.25"Fitting X 28"Flex Rubber | EA | 163 | 53514210793 | 0.1 | LB
18290 | Pipe,Pvc 1.25" X 2.625" Sch 80 | EA | 7.5 | 53514254889 | 0.08 | LB
18291 | Pipe,Pvc 1.25" X 4.5" Sch 80 | EA | 9.5 | 53514264826 | 0 | LB
18310 | Arm & Seal Asm "50"/WWG 2VJ66 | EA | 29 | 53514186210 | 0.2 | LB
18311 | Capacitor & Clamp Asm/40Uf 370V/WWG 2VJ6 | EA | 32 | 53514186227 | 0.2 | LB
18312 | Cord Term&Seal 115V/9'/18-3 SJTW-A/WWG 2 | EA | 32.5 | 53514186234 | 0.3 | LB
18313 | Relay, 115V G1 (&G5)/WWG 2VJ69 | EA | 105 | 53514186241 | 0.1 | LB
18314 | Relay,230V G1 (&G5)/WWG 2VJ70 | EA | 104.5 | 53514186258 | 0.1 | LB
18316 | Switch Asm "160/180/290"/WWG 2VJ72 | EA | 39 | 53514186272 | 0.2 | LB
18317 | Switch Asm "50"/WWG 2VJ73 | EA | 41.5 | 53514186289 | 0.2 | LB
18318 | Switch Asm "282"/WWG 2VJ74 | EA | 37.5 | 53514186296 | 0.2 | LB
18319 | Case & Switch "50"/WWG 2VJ75 | EA | 78 | 53514186302 | 0.2 | LB
18320 | Conduit & Wire Asm/230V/.5"/5-Wire/25' | EA | 449 | 53514424169 | 0 | LB
18322 | Conduit & Wire Asm/230V/.5"/5-Wire/50' | EA | 576 | 53514192907 | 11.3 | LB
18326 | Module,Power Cord/230V/3P/25Hp/Yoemans/W | EA | 4908.5 | 53514186500 | 107 | LB
18328 | Plate,Name W-Drive Screw/Yoemans | EA | 0.5 | 53514186548 | 0.01 | LB
18343 | Carton,"202/203" | EA | 19 | 53514210816 | 2.3 | LB
18344 | Liner,Spacer "202/203" | EA | 7 | 53514279752 | 0.573 | LB
18349 | Cordage Cond&Sls/HT/25'/16-3 SOW or SOOW | EA | 877 | 53514187156 | 4.8 | LB
18352 | Clamp,Strain Relief/16-18 Ga Wire | EA | 2.5 | 53514187217 | 0.01 | LB
18358 | Conduit-Mach 50' "HT" | EA | 1076.5 | 53514187446 | 5 | LB
18359 | Hardware Pak,Quick Mount | EA | 14.5 | 53514201364 | 0.5 | LB
18368 | Cordage Term&Seal/25'/14-6 SOW-A/"840"/G | EA | 329 | 53514187668 | 3.4 | LB
18369 | Insert,Pc Pump Stator/SS | EA | 8 | 53514311544 | 0 | LB
18372 | Transducer,Submersible/20' | EA | 2876 | 53514187941 | 2 | LB
18373 | Transducer,Submersible/50' | EA | 3563 | 53514188696 | 3 | LB
18375 | Fitting,PVC 1.25" Tee Slip X Slip/Sch 80 | EA | 44 | 53514264840 | 0 | LB
18376 | Fitting,PVC 1.25" Adpt/FPT X Slip/Sch 80 | EA | 16.5 | 53514254865 | 0.9 | LB
18380 | Cover & Cordage 3Ph/14-8/Ex Pr/25'/Pin/H | EA | 884 | 53514188986 | 24 | LB
18385 | Contactor,115/200/230V/1P/0-20A/For 10-0 | EA | 99 | 53514189075 | 1 | LB
18386 | Fitting,Galv 1.25" Street Elbow | EA | 32.5 | 53514189761 | 1.04 | LB
18387 | Screw,.25-20 X 1.125" SH Cap/SS | EA | 1.5 | 53514337988 | 0.02 | LB
18396 | Meter,Elapsed Time-Rhombus Control Panel | EA | 161 | 53514189297 | 1 | LB
18409 | Cover & Cordage 3Ph/14-8/Ex Pr/25'/Handl | EA | 874.5 | 53514189495 | 24 | LB
18410 | Rotor & Brg Asm 200-575V/3Ph/X6165/X6185 | EA | 470.5 | 53514189501 | 7.1 | LB
18411 | Adapter-Mach Lower/DS & Plug | EA | 97.5 | 53514189518 | 8.8 | LB
18412 | Oil,Dielectric (8 Oz) | EA | 27 | 53514189525 | 0.5 | LB
18413 | Rebuild Kit/Ex Pr/DS/1 & 3 Ph | EA | 265.5 | 53514189532 | 5 | LB
18429 | Cord Term&Seal 230V/25'/14-3 SO/1Ph/Na/2 | EA | 290 | 53514189570 | 4.4 | LB
18430 | Cover & Cord 230V/1Ph/14Ga/25'/MS/20A | EA | 582 | 53514189587 | 16.8 | LB
18431 | Cover & Cord 230V/1Ph/16Ga/25'/MS | EA | 443.5 | 53514189594 | 15.2 | LB
18432 | Valve,Pressure Relief/Brass/.25Npt/75Psi | EA | 20 | 53514294380 | 0 | LB
18433 | Valve,Pressure Relief/Brass/.25Npt/120Ps | EA | 23 | 53514294403 | 0 | LB
18435 | Rotor 115/230V/1Ph/202Rb | EA | 60 | 53514367473 | 2.25 | LB
18436 | Cover,D-42"X42"/3V1.25D/(4) Cord Seals | EA | 2660 | 53514189662 | 148 | LB
18441 | Stator 230V/1Ph/2Hp/Class F | EA | 668.5 | 53514362690 | 13.5 | LB
18444 | Kit,2"Flexible Hose/Bee Valve | EA | 942 | 53514190101 | 17.5 | LB
18445 | Pipe,Pvc 1.25" X 5.875" Sch 80 | EA | 13.5 | 53514190170 | 0.21 | LB
18446 | Pipe,Pvc 1.25" X 16.25" Sch 80 | EA | 24.5 | 53514190187 | 0.7 | LB
18447 | Pipe,Pvc 1.25" X 3.625" Sch 80 | EA | 11.5 | 53514190194 | 0.21 | LB
18448 | Pipe,Pvc 1.25" X 3.4375"Sch 80 | EA | 11 | 53514190200 | 0.21 | LB
18450 | Fitting,PVC 1.25" 45D Slip X Slip/Sch 80 | EA | 20.5 | 53514346324 | 0.265 | LB
18455 | Auxillary Contact For Mps P/N 017155 | EA | 56 | 53514190248 | 0.5 | LB
18472 | Hose,Disch/1.25"Fitting X 16"Flex Rubber | EA | 138.5 | 53514464066 | 0 | LB
18473 | Hose,Disch/1.25"Fitting X 40"Flex Rubber | EA | 187.5 | 53514360450 | 0 | LB
18500 | Tank Asm/"202" | EA | 186.5 | 53514193089 | 7 | LB
18501 | Float Switch Asm "202/203" | EA | 124.5 | 53514193096 | 2 | LB
18510 | Kit,Extension "203" | EA | 202.5 | 53514193164 | 3 | LB
18511 | Pipe,Pvc 3" X 12" Sch 40 | EA | 31.5 | 53514347345 | 0 | LB
18513 | Tank Asm/"203" | EA | 255.5 | 53514193140 | 19 | LB
18521 | Carton,Toilet Bowl/"202" | EA | 46.5 | 53514279738 | 3.09 | LB
18522 | Carton,Tank & Cover "202" (1.6 GPF) | EA | 25 | 53514279714 | 10 | LB
18523 | Hardware Pak,Sw & Brkt/(PF/QJ)/Poly/PSF/ | EA | 72.5 | 53514327590 | 0.5 | LB
18526 | Seal,O-Ring (254) | EA | 1.5 | 53514360276 | 0 | LB
18528 | Cover,S-18"Dia/PSF/2V2D/Proprietary | EA | 93.5 | 53514402914 | 10 | LB
18529 | Tank,QJ Ultima/W-O Inlet Hole/"204" | EA | 125 | 53514333089 | 9.24 | LB
18530 | Carton,"204" | EA | 27 | 53514452827 | 2.3 | LB
18532 | Float Switch Asm "204" | EA | 105.5 | 53514203863 | 1.75 | LB
18533 | Cover & Flapper Asm/W-Disc Fitting/"204" | EA | 104 | 53514203870 | 3 | LB
18534 | Tank Asm/"204" | EA | 179.5 | 53514203900 | 19 | LB
18536 | Hardware Pak-Switch/QJU/Model 202/203/20 | EA | 14 | 53514326104 | 0.015 | LB
18564 | Spring,Compression/Water Powered Pump/ | EA | 2 | 53514239848 | 0.001 | LB
18567 | Float,Polypropylene/Water Powered Pump/ | EA | 30 | 53514239787 | 1.75 | LB
18568 | Screw,#8-32 X .625" Pan Hd /Phillips/SS | EA | 0.5 | 53514352646 | 0.01 | LB
18569 | Housing,Pump-Mach/Plastic/"202" | EA | 22 | 53514338992 | 0.95 | LB
18574 | Pipe,Pvc 2" X 14.781" Sch 40 | EA | 23 | 53514313074 | 1.5 | LB
18579 | Carton,Water Powered Pump/Model 503 | EA | 11 | 53514308575 | 1.8 | LB
18583 | Rod,Float-Guide/Water Powered Pump/Model | EA | 11 | 53514239886 | 0.001 | LB
18584 | Fitting,Push to connect-.75 Push x.75 FP | EA | 33.5 | 53514239800 | 0.01 | LB
18587 | Valve,Backflow Asm/Preventer/Model 503 | EA | 42 | 53514239657 | 0.2 | LB
18588 | Diaphragm & O-Ring/Model 503 | EA | 42.5 | 53514239664 | 0.25 | LB
18589 | Plunger Asm/Model 503 | EA | 11.5 | 53514239688 | 0.2 | LB
18590 | Relay,Voltage Sensing/"202" | EA | 68 | 53514360283 | 0.318 | LB
18593 | Stator W-Screws 230V/1Ph/"264"/(ZT) | EA | 208.5 | 53514208356 | 5.2 | LB
18594 | Relay,Voltage Sensing/"840/7011" | EA | 87 | 53514322588 | 0.312 | LB
18601 | Rebuild Kit,840-841/1Ph/(09/06-Current) | EA | 370.5 | 53514191696 | 5 | LB
18602 | Screw,.25-20 X 1"HH Cap/SS/(Nylock Pre-C | EA | 4.5 | 53514192921 | 0.01 | LB
18603 | Cutter & Disc Asm "840"/(9/06-Current) | EA | 373.5 | 53514191306 | 2.9 | LB
18604 | Cutter & Disc Asm "841"/(09/06-01/17) | EA | 353.5 | 53514191313 | 2.9 | LB
18605 | Rebuild Kit,840-841/3Ph/(09/06-Current) | EA | 364.5 | 53514191702 | 5 | LB
18608 | Pipe,Pvc 1.25" X 12.438"/Sch 80 | EA | 17.5 | 53514421991 | 0 | LB
18614 | Volute,Yeomans "el"/4"/250Fr/SS-Wear Rin | EA | 9881.5 | 53514191870 | 135 | LB
18615 | Impeller,W-Hdwe/Yeomans 6923HH Pump/13"O | EA | 9930.5 | 53514191887 | 65 | LB
18634 | Charger,Control Asm/507 With Terminals/ | EA | 420.5 | 53514212766 | 7.5 | LB
18636 | Overload,30-40A Rhombus Control Panel/ | EA | 365 | 53514192792 | 1 | LB
18639 | Cover & Cord 200/230V/1P/"840"/35'/Gland | EA | 749.5 | 53514192846 | 15.6 | LB
18655 | Plate,Access 16" X 1/4" W/2" Disch | EA | 529.5 | 53514193201 | 4 | LB
18702 | Seal,Shaft Asm/Carbon Sta/Sc Rotary/Vito | EA | 486.5 | 53514193461 | 0.1 | LB
18703 | Rotor & Bearing 115/230V/1Ph/.5Hp/DS/SS | EA | 143 | 53514193478 | 5.25 | LB
18704 | Cord Term&Seal 115V/1Ph/25'/14Ga/20A/Na/ | EA | 196 | 53514193485 | 4.5 | LB
18705 | Cover & Cordage/115V/1P/14Ga/20A/25'/Gla | EA | 396 | 53514193492 | 15.1 | LB
18716 | Fitting,Galv 1.25" NPT Tee/Female | EA | 34.5 | 53514210809 | 1 | LB
18717 | Seal Asm,Qwik Box 14, 16, 18 Ga Cord | EA | 77.5 | 53514193911 | 1 | LB
18720 | Nipple,Pipe 1.25" X 43"/Galv | EA | 146 | 53514194147 | 8.13 | LB
18721 | Cordage Term&Seal/35'/14-6 SOW-A/"840"/G | EA | 423 | 53514194192 | 4.8 | LB
18722 | Nipple,Pipe 1.25" X 19"/Galv | EA | 120 | 53514194291 | 3.6 | LB
18733 | Flange,Adapter 4" Slip/PVC/Sch 80 | EA | 81.5 | 53514324858 | 2.5 | LB
18762 | Door,Rhombus Control Panel/10-1041 | EA | 173.5 | 53514195137 | 1 | LB
18778 | U-Bolt,Rail Sys 4"/S.S. | EA | 119.5 | 53514465995 | 1.2 | LB
18779 | U-Bolt,Rail Sys 2.5-3"/S.S. | EA | 100.5 | 53514440930 | 0.9 | LB
18780 | Screw,.625-11X3" Lg HH Cap SS | EA | 7.5 | 53514195649 | 0.3 | LB
18791 | Pipe,Pvc 1.25" X 4.25"/Sch 80 | EA | 9.5 | 53514357894 | 0.02 | LB
18792 | Pipe,Pvc 2" X 26"/Sch 80 | EA | 34 | 53514386863 | 2.05 | LB
18797 | Pump, End for 10Gpm/6 Stage Effluent | EA | 740 | 53514195908 | 4.4 | LB
18802 | Pipe,Pvc .50" X 36" Sch 40 | EA | 12.5 | 53514363857 | 0 | LB
18806 | Pipe,Pvc 1.25" X 6.625"/Sch 80 | EA | 14.5 | 53514357887 | 0.29 | LB
18808 | Fuse,1Amp Class CC For P/N 011525 Transf | EA | 93 | 53514195984 | 0.1 | LB
18811 | Capacitor & Clamp Asm/20Uf/370V/WWG 1842 | EA | 24 | 53514196059 | 0.43 | LB
18812 | Seal,Shaft/WWG 1842533 | EA | 31 | 53514196066 | 0.1 | LB
18813 | Base Asm "53/55"/WWG 1842582 | EA | 7 | 53514196073 | 0.42 | LB
18814 | Seal,Thru Wall Term/3Pak/WWG 4DMJ4 | EA | 7 | 53514196080 | 0.02 | LB
18815 | Arm & Seal Asm "130/260"/WWG 1842723 | EA | 30.5 | 53514196097 | 0.2 | LB
18816 | Seal,Mtr Hsg/WWG 1842798 | EA | 1.5 | 53514196103 | 0.02 | LB
18817 | Gasket,Case/Cover/WWG 4DMH1 | EA | 1.5 | 53514196110 | 0.01 | LB
18818 | Guide Asm,Flt Rod/WWG 4DMJ2 | EA | 5 | 53514196127 | 0.2 | LB
18819 | Seal,Cord-Asm & Strain Relief/WWG 4DMH8 | EA | 6.5 | 53514196134 | 0.05 | LB
18820 | Wire Pkg (2)Pack/WWG 1842970 | EA | 5.5 | 53514196141 | 0.01 | LB
18821 | Seal Asm,Shaft-Blister Pak/WWG 4DMG9 | EA | 18 | 53514196158 | 0.02 | LB
18822 | Impeller Plastic "53/55"/Sp/WWG 6JGV3 | EA | 7.5 | 53514196165 | 0.2 | LB
18823 | Cord Term&Seal 115V/15'/18-3 Sjow/WWG | EA | 50 | 53514196172 | 1.6 | LB
18824 | Case & Switch Asm "130/260"/WWG 1972447 | EA | 99 | 53514196189 | 5.1 | LB
18825 | Impeller "282"/WWG 1987916 | EA | 74 | 53514196196 | 2.5 | LB
18826 | Base Asm/WWG 2030948 | EA | 37 | 53514196202 | 4.41 | LB
18827 | Case & Switch "97"/WWG 2144343 | EA | 78 | 53514196219 | 2.4 | LB
18828 | Rod,Float-Molded/"98"/WWG 6JGV4 | EA | 3 | 53514196226 | 0.01 | LB
18829 | Basin Asm,Drain Pump/WWG 2997765 | EA | 445 | 53514196233 | 8 | LB
18830 | Base-Mach "267/268/270"/WWG 3027372 | EA | 61 | 53514196240 | 9.5 | LB
18831 | Impeller "293"/WWG 3118304 | EA | 208 | 53514196257 | 1.6 | LB
18832 | Seal,Cd-Basin Cvr/1Hl/Split/2.5"Hl/WWG 3 | EA | 8.5 | 53514196271 | 0.079 | LB
18833 | Impeller-Plastic "266/267/268"/WWG 4DMH7 | EA | 8 | 53514196295 | 0.19 | LB
18834 | Base-Molded "262/266/270"/WWG 3880101 | EA | 23.5 | 53514196301 | 1.04 | LB
18835 | Capacitor,Asm-30Uf 250V/140/270/4140/WWG | EA | 36.5 | 53514196318 | 0.3 | LB
18836 | Gasket,Case/Cover/WWG 4DMG8 | EA | 8.5 | 53514196325 | 0.01 | LB
18837 | Oil,Dielectric (19 Oz)/WWG 6020834 | EA | 32 | 53514196332 | 1.2 | LB
18838 | Bearing,Radial 6303/W-Snap Ring/WWG 6032 | EA | 16 | 53514196349 | 0.5 | LB
18839 | Wire Pkg (2)Wires/WWG 6039800 | EA | 5.5 | 53514196356 | 0.02 | LB
18840 | Seal Asm,Shaft "840"/WWG6280533 | EA | 42.5 | 53514196363 | 0.1 | LB
18845 | Switch,Mech Flt/115/230V100'Cd/Wo Plug/N | EA | 318 | 53514196554 | 8 | LB
18848 | Blower Diaphragm-ZF Systems | EA | 149.5 | 53514254537 | 1 | LB
18849 | Blower Filter-ZF Systems MX80N, MX80NZ | EA | 20 | 53514221409 | 1 | LB
18856 | Nipple,Pipe 1.25" X 24"/Galv | EA | 125.5 | 53514199913 | 4.54 | LB
18858 | Rotor & Brg Asm 3Ph/6282 | EA | 173.5 | 53514196929 | 4.5 | LB
18862 | Cover & Cord 100'Cd/12-4/Sensor 18-5/180 | EA | 2119.5 | 53514199555 | 79.3 | LB
18879 | Switch,Mech Flt/125/250V/5Amp/30'Cd/Wo P | EA | 115 | 53514197902 | 3 | LB
18881 | Pipe,Pvc 1.25" X 5.50"//Sch 80 | EA | 13.5 | 53514197599 | 0.15 | LB
18882 | Pipe,Pvc 1.25" X 17.50"/Sch 80 | EA | 25.5 | 53514197612 | 0.76 | LB
18883 | Pipe,Pvc 1.25" X 3.938"/Sch 80 | EA | 11.5 | 53514197629 | 0.17 | LB
18884 | Pipe,Pvc 1.25" X 28.25"/Sch 80 | EA | 36.5 | 53514197636 | 1.2 | LB
18889 | Nipple,Pipe 2" X 53"/SS | EA | 590.5 | 53514310943 | 16 | LB
18892 | Pin,.218"X1.125"Lg/Solid/Grooved/S.S. | EA | 4 | 53514262327 | 0.12 | LB
18908 | Housing,Mtr-& Str 230V/1Ph/1Hp/PC Grinde | EA | 675.5 | 53514198466 | 26.5 | LB
18909 | Housing,Mtr-& Str 230V/1Ph/3Hp/1725RPM/( | EA | 838.5 | 53514198473 | 27.5 | LB
18910 | Rotor & Brg Asm 230V/1Ph/1Hp/PC Grinder | EA | 347.5 | 53514198480 | 9.2 | LB
18911 | Rotor & Brg Asm 200/230V/1Ph/2Hp/PC Grin | EA | 405 | 53514198497 | 9.2 | LB
18912 | Seal,Shaft-Asm .750/Type6A/Car-Cer | EA | 66 | 53514198558 | 0.261 | LB
18913 | Washer & Snap Ring/PC Grinder | EA | 9.5 | 53514198565 | 0.02 | LB
18914 | Rotor,Pump/Hydraulic & Pin/(Pc Grinder) | EA | 379 | 53514199135 | 1.5 | LB
18915 | Rotor,Pump/Hydraulic & Pin/Sol/(Pc Grind | EA | 380.5 | 53514199142 | 1.84 | LB
18916 | Housing,Pump-Mach &Press Relief Valve/"8 | EA | 285 | 53514199159 | 15 | LB
18917 | Housing,Pump-Mach &Press Relief Valve/"8 | EA | 287.5 | 53514199166 | 15 | LB
18918 | Cutter & Disc Asm/PC Grinder | EA | 337 | 53514199173 | 2.25 | LB
18919 | Rebuild Kit,E/PC Grinderxx/Xx-Current/Pi | EA | 262.5 | 53514199203 | 3.2 | LB
18920 | Rebuild Kit,E/PC Grinder/09/07-Current/ | EA | 266.5 | 53514199227 | 3.2 | LB
18924 | Overload,Thermal/TI 15Hm/Cut & Strip | EA | 50 | 53514288372 | 0.05 | LB
18927 | Cover & Cord/Man Run/PC Grinder | EA | 282 | 53514199241 | 13.1 | LB
18928 | Cordage Term&Seal/20'/16-4/Man Run/PC Gr | EA | 99 | 53514199234 | 3.6 | LB
18932 | Relay For 10-1903 Control Panel | EA | 53 | 53514198589 | 2.5 | LB
18947 | Contactor,Rhombus | EA | 340 | 53514199012 | 4 | LB
18957 | Screw,.375-16Unc X 1.5" Lg Sh/SS | EA | 2 | 53514339005 | 0.01 | LB
18958 | Cord & Clamp Asm/25'Cd/12-4/Sensor 18-5/ | EA | 607 | 53514200992 | 15.5 | LB
18959 | Cord & Clamp Asm/25'Cd/8-4/Sensor 18-5/1 | EA | 862.5 | 53514201005 | 18.5 | LB
18960 | Cord & Clamp Asm/25'Cd/4-4/Sensor 18-5/1 | EA | 1383.5 | 53514201012 | 21.5 | LB
18967 | Relay,Voltage-Sensing/"611/621/ | EA | 63.5 | 53514207014 | 0.312 | LB
18968 | Kit,Capacitor/Retrofit/Asm./6120/6121/61 | EA | 692.5 | 53514204891 | 4 | LB
18981 | Impeller-Mach Vtx 8.50" 61HD | EA | 318.5 | 53514250478 | 5 | LB
18983 | Bushing,Oilube-Mach 180 Frame/Ex Pr/2.75 | EA | 228 | 53514460563 | 0.75 | LB
18984 | Impeller-Mach Vtx 8.375" 61HD | EA | 318.5 | 53514250492 | 5 | LB
18985 | Impeller-Mach Vtx 8.25" 61HD | EA | 318.5 | 53514250515 | 5 | LB
18986 | Impeller-Mach Vtx 8.125" 61HD | EA | 318.5 | 53514250577 | 5 | LB
18987 | Impeller-Mach Vtx 8.00" 61HD | EA | 318.5 | 53514250591 | 5 | LB
18988 | Impeller-Mach Vtx 7.875" 61HD | EA | 318.5 | 53514250614 | 4.75 | LB
18989 | Impeller-Mach Vtx 7.75" 61HD | EA | 318.5 | 53514250638 | 4.75 | LB
18990 | Impeller-Mach Vtx 7.625" 61HD | EA | 318.5 | 53514250652 | 4.75 | LB
18991 | Impeller-Mach Vtx 7.50" 61HD | EA | 318.5 | 53514250676 | 4.75 | LB
18992 | Impeller-Mach Vtx 7.375" 61HD | EA | 318.5 | 53514250690 | 4.75 | LB
18993 | Impeller-Mach Vtx 7.25" 61HD | EA | 318.5 | 53514250713 | 4.75 | LB
18994 | Impeller-Mach Vtx 7.125" 61HD | EA | 318.5 | 53514250737 | 4.75 | LB
18995 | Impeller-Mach Vtx 7.00" 61HD | EA | 318.5 | 53514250751 | 4.75 | LB
18996 | Impeller-Mach Vtx 6.875" 61HD | EA | 318.5 | 53514250775 | 4.5 | LB
18997 | Impeller-Mach Vtx 6.75" 61HD | EA | 318.5 | 53514250799 | 4.5 | LB
18998 | Impeller-Mach Vtx 6.625" 61HD | EA | 318.5 | 53514250812 | 4.5 | LB
18999 | Impeller-Mach Vtx 6.50" 61HD | EA | 318.5 | 53514250836 | 4.5 | LB
19021 | Tank Adapter,Narrow For 24" Dia Tuf-Tite | EA | 52 | 53514203818 | 1.6 | LB
19022 | Tank Adapter,Narrow For 20" Dia Tuf-Tite | EA | 47 | 53514345129 | 1.1 | LB
19051 | Impeller-Plastic "145" | EA | 10.5 | 53514361693 | 0.212 | LB
19054 | Cover & Cordage 1Ph/14-5/Ex Pr/50'/Pin/H | EA | 1139.5 | 53514199807 | 27 | LB
19055 | Gasket,Eqd/810-815/Drop In Unit | EA | 4.5 | 53514431853 | 0 | LB
19062 | Fitting,PVC 3" X 2" Reducer Coupling/Sc | EA | 72.5 | 53514313081 | 0.75 | LB
19068 | Seal,Shaft/.625"Dia/HT/Viton | EA | 148.5 | 53514199920 | 0.02 | LB
19075 | Cutter & Disc Asm Grinder "842"/(05/07-0 | EA | 365.5 | 53514202132 | 3.2 | LB
19079 | Fitting,Tank Adapter Hub | EA | 67.5 | 53514310585 | 0.5 | LB
19082 | Hose,Dual Air Line .125"X 15' | EA | 96 | 53514345099 | 0 | LB
19083 | Hose,Dual Air Line .125"Dia/100'Roll | EA | 7 | 53514341282 | 0 | LB
19085 | Fitting,Barbed Hose Adapter W-Bleed Hole | EA | 6.5 | 53514316853 | 0.1 | LB
19088 | Fitting,PVC .75"Tee Slip X FPT | EA | 3.5 | 53514295349 | 0.1 | LB
19096 | Nipple,Pipe 2" X 22"/SS | EA | 319.5 | 53514334093 | 7.2 | LB
19101 | Bio-Perc, 10Lb Bucket | EA | 257.5 | 53514233631 | 10 | LB
19103 | Seal,Link 4" Ls-300-C | EA | 17.5 | 53514200473 | 1 | LB
19104 | Sleeve,6" Al Hub For Link Seal Slv0600A | EA | 689 | 53514200527 | 6 | LB
19127 | Flange,Adapter 3" Slip/PVC/Sch 80 | EA | 49 | 53514440947 | 2.25 | LB
19136 | Cam,Multizone For 6000 Series Valve/2-Zo | EA | 23.5 | 53514201029 | 0.01 | LB
19137 | Cam,Multizone For 6000 Series Valve/3-Zo | EA | 23.5 | 53514201036 | 0.01 | LB
19138 | Cam,Multizone For 6000 Series Valve/4-Zo | EA | 24 | 53514201043 | 0.01 | LB
19139 | Cam,Multizone For 6000 Series Valve/5-Zo | EA | 23.5 | 53514201050 | 0.01 | LB
19140 | Cam,Multizone For 6000 Series Valve/6-Zo | EA | 23.5 | 53514201067 | 0.01 | LB
19141 | Asm,Stem/Disk Multizone/6000 Series/Heav | EA | 72 | 53514201074 | 2 | LB
19142 | Asm,Stem/Disk Multizone/6000 Series/Ligh | EA | 114.5 | 53514201081 | 2 | LB
19154 | Disconnect,2-3"V/S.S./EZ Out | EA | 2301 | 53514247485 | 50 | LB
19170 | Bellows,SS/For Kpsi Transducer | EA | 323.5 | 53514201746 | 1 | LB
19180 | Hub & Seal Alum/ 8"/For 72" Curved | EA | 678.5 | 53514202170 | 18 | LB
19189 | Spacer Plate,Mach,EZ-Out3"X 2"/Intermedi | EA | 56 | 53514346348 | 2 | LB
19205 | Rotor 200/230/460/575V/3Ph/1Hp/3450 Rpm | EA | 145.5 | 53514261719 | 3 | LB
19207 | Rotor 200/230/460V/3Ph/1Hp/1725 Rpm | EA | 129.5 | 53514304133 | 4 | LB
19209 | Rotor 200/230/460/575V/3Ph/2Hp/3450 RPM | EA | 182 | 53514448516 | 4.78 | LB
19211 | Rotor 380V/3Ph/2Hp/3450 RPM | EA | 189.5 | 53514261733 | 5.5 | LB
19225 | Rotor & Brg Asm 200/230V/1Ph/1.5-2Hp/ | EA | 180 | 53514215989 | 5 | LB
19226 | Rotor & Brg 200/230/460/575V/3P/2Hp/ | EA | 194.5 | 53514216009 | 5.1 | LB
19227 | Rotor & Brg 380V/3Ph/2Hp/3450 Rpm/ | EA | 257.5 | 53514216047 | 6 | LB
19228 | Rotor & Brg Asm 200/230V/1Ph/2HP/DS/3450 | EA | 221 | 53514216061 | 5 | LB
19229 | Rotor & Brg Asm 200/230/460/575V/3Ph/2HP | EA | 254 | 53514216085 | 5.5 | LB
19230 | Rotor & Brg 380V/3Ph/2HP/DS/3450 Rpm | EA | 240.5 | 53514216146 | 6 | LB
19231 | Rotor & Brg Asm 200/230V/1Ph/4291/Upper | EA | 248.5 | 53514216160 | 4.75 | LB
19232 | Rotor & Brg Asm 200/230/460/575V/3Ph/ | EA | 284.5 | 53514216184 | 5.25 | LB
19233 | Housing,Mtr-&Str 230V/1Ph/2Hp/3450 Rpm/ | EA | 856 | 53514216207 | 30 | LB
19234 | Housing,Mtr-&Str 200V/1Ph/2HP/3450 Rpm/ | EA | 844 | 53514216221 | 30 | LB
19235 | Housing,Mtr-&Str 200V/3Ph/2HP/3450 Rpm/ | EA | 1033 | 53514216245 | 26.1 | LB
19236 | Housing,Mtr-&Str 230V/3Ph/2HP/3450 Rpm/ | EA | 1018 | 53514216283 | 27 | LB
19237 | Housing,Mtr-&Str 460V/3Ph/2HP/3450 Rpm/ | EA | 1015 | 53514216306 | 27 | LB
19238 | Housing,Mtr-&Stator 575/3Ph/2HP/3450 Rpm | EA | 1162.5 | 53514216320 | 36.4 | LB
19245 | Housing,Mtr-&Str 230V/1Ph/2HP/MS/3450 Rp | EA | 862.5 | 53514216368 | 30 | LB
19246 | Housing,Mtr-&Str 200V/1Ph/2HP/MS/3450 Rp | EA | 839 | 53514216382 | 30.1 | LB
19247 | Housing,Mtr-&Str 200V/3Ph/2HP/MS/3450 Rp | EA | 1037.5 | 53514216405 | 26.1 | LB
19248 | Housing,Mtr-&Str 230V/3Ph/2Hp/MS/3450 Rp | EA | 1024.5 | 53514216429 | 27 | LB
19249 | Housing,Mtr-&Str 460V/3Ph/2HP/MS/3450 Rp | EA | 1021.5 | 53514216443 | 27 | LB
19283 | Pipe,Discharge-Asm/Gooseneck/SS | EA | 827 | 53514333119 | 3.44 | LB
19285 | Seal,O-Ring (220)Buna-N | EA | 0.5 | 53514369309 | 0.01 | LB
19289 | Terminal,Male Inserts/6 Pin/Han6E-M-S/16 | EA | 70 | 53514428051 | 0.0037 | LB
19290 | Housing,Elec-Molded/Eqd | EA | 173.5 | 53514431860 | 0 | LB
19293 | Nut,Sealing 1.625"-12/Y Zn Dichromate St | EA | 368 | 53514373535 | 0 | LB
19298 | Seal,Link/10"Hub For 6" Pvc/For 60"Dia. | EA | 918.5 | 53514203269 | 10 | LB
19299 | Seal,Link/5"Hub/Flatwall3"Copper Pipe/Ls | EA | 1111 | 53514203276 | 8 | LB
19316 | Switch,Reset/Alarm Test/Rhombus Panel | EA | 26.5 | 53514203764 | 0.5 | LB
19322 | Cord Term&Seal 230V/50'/16-3 SJOW or SJO | EA | 264 | 53514204129 | 4.2 | LB
19325 | Spring,Disc Accelerator/Check Valve | EA | 286.5 | 53514204235 | 0.02 | LB
19334 | Nipple,Pipe 4" X 2.875"/Galv/NPT | EA | 76 | 53514363536 | 1 | LB
19340 | Nipple,Pipe 1.25" NPT X 1.625-12Un X 8.2 | EA | 108.5 | 53514373511 | 0 | LB
19353 | Rebuild Kit "WM152" | EA | 73.5 | 53514204983 | 2.65 | LB
19358 | Impeller-Plastic "820" | EA | 124 | 53514232092 | 1 | LB
19361 | Cover & Cord 200/230V/1P/"840"/25'/Gland | EA | 598 | 53514204921 | 17 | LB
19372 | Impeller,W-Hdwe/Yeomans/6921 Pump/9.125" | EA | 7977.5 | 53514205591 | 65 | LB
19398 | Gasket,Beacon For Rhombus Panel/10-1043 | EA | 13.5 | 53514206321 | 0.2 | LB
19399 | Seal,Shaft Silicon Carbide/Rotary | EA | 15.5 | 53514241582 | 0.011 | LB
19400 | Seal,Shaft 1/2"(John Crane Type 6A)/ | EA | 22 | 53514298852 | 0.04 | LB
19401 | Seal,Shaft Carbon/Stationary | EA | 7.5 | 53514241605 | 0.051 | LB
19402 | Seal,Shaft 1/2"(John Crane Type 11A)/ | EA | 23 | 53514298876 | 0.062 | LB
19417 | Cord,Cut & Strip-20'/H07RN-F3G1.5Mm/Roh | EA | 142 | 53514242411 | 2.53 | LB
19421 | Screw,#6-32 X.375 RHM-Sltc/Zinc Plated | EA | 1 | 53514209704 | 0.01 | LB
19429 | Relay,Reversing/For Rhombus Panel 10-039 | EA | 40 | 53514207021 | 0.5 | LB
19439 | Cord Term&Seal 115V/35'/16-3 SJTW or SJT | EA | 112.5 | 53514207236 | 3 | LB
19444 | Cordage Cond&Sls/HT/8'/16-3/Auto/"3137/3 | EA | 371 | 53514207465 | 0.6 | LB
19447 | Circuit Breaker,Rhombus Control Panel/10 | EA | 148.5 | 53514207533 | 1 | LB
19448 | Contactor For Rhombus Panel/10-1493 | EA | 173.5 | 53514207540 | 1 | LB
19449 | Overload,Thermal For Rhombus Panel 10-14 | EA | 124 | 53514207557 | 1 | LB
19458 | Cordage Term&Seal/25'/18-2 SOW-A/MS/1Ph/ | EA | 104 | 53514207755 | 2 | LB
19465 | Fitting,Reducer 4" X 3"/Eccentric/C.I./F | EA | 677 | 53514330514 | 28 | LB
19471 | Cord Term&Seal 115V/35'/16-3 SJTW or SJT | EA | 161 | 53514207922 | 3.2 | LB
19483 | Cord Term&Seal 115V/1Ph/35'/14Ga/Auto/ | EA | 159 | 53514208189 | 6.2 | LB
19487 | Disconnect,3"H/SS/Plate Asm/EZ Out/39-00 | EA | 1369.5 | 53514208363 | 22 | LB
19490 | Hardware Pak,24"Dia PSF/2V2D/ZCO/ | EA | 18 | 53514296827 | 0.025 | LB
19491 | Hardware Pak,24"Dia PSF/2V2D/ZCO/ | EA | 18 | 53514296834 | 0.025 | LB
19494 | Pipe,Pvc 2" X 15.50" Sch 40 | EA | 20 | 53514373931 | 0.91 | LB
19509 | Pipe,Pvc 1.5" X 10"/Sch 40 | EA | 20 | 53514388737 | 0.58 | LB
19520 | Carton,Ex Pr Sew/Eff | EA | 30 | 53514357900 | 4.1 | LB
19536 | Latch, Locking Padlock For | EA | 253.5 | 53514209636 | 1 | LB
19543 | Volute,Yeomans "EL"/4"/250Fr/P-Wear Ring | EA | 9069.5 | 53514210441 | 135 | LB
19548 | Seal,Flexible Boot Fitting 1.25" | EA | 474.5 | 53514302306 | 1 | LB
19550 | Housing,Pump-Mach &Press Relief Valve/"8 | EA | 285 | 53514211042 | 15 | LB
19551 | Housing,Pump-Mach &Press Relief Valve/"8 | EA | 287.5 | 53514211059 | 15 | LB
19552 | Plug,Protector 2" Npt/Plastic | EA | 2.5 | 53514335953 | 0.01 | LB
19553 | Rotor,230-460V/3Ph/30HP/1750 RPM/Yeomans | EA | 3403 | 53514210724 | 40 | LB
19554 | Kit,Rebuild Yeomans/250 Frame Motors | EA | 7572.5 | 53514210731 | 15 | LB
19565 | Module,Intrinsically Safe For Panel | EA | 1236.5 | 53514210892 | 0.5 | LB
19566 | Tube,Transparency/Turbitiy 60cm/ | EA | 251.5 | 53514226213 | 1 | LB
19568 | Ladle, 250ml/For Fusion Service Kit | EA | 170.5 | 53514226275 | 0.1 | LB
19569 | Strips, Test PH Indicator(0-14PH units) | EA | 238 | 53514226299 | 0.061 | LB
19570 | Strips,Test Ammonia Nitrogen(25 per pk) | EA | 142 | 53514226312 | 0.05 | LB
19571 | Strips,Test Nitrate/Nitrite Nitrogen/ | EA | 132.5 | 53514226336 | 0.05 | LB
19573 | Box, Tool Box for Fusion Service Kit | EA | 137.5 | 53514226374 | 10 | LB
19576 | Overload,16-24A Rhombus Control Panel | EA | 136 | 53514211141 | 1 | LB
19586 | Cam,Multizone For 4000 Series Valve/ | EA | 18.5 | 53514211356 | 1 | LB
19588 | Pump, End for 55Gpm/1 Stage Effluent | EA | 460.5 | 53514211417 | 4.4 | LB
19598 | Body,Roto Finish For 322-0005 | EA | 387 | 53514211691 | 6 | LB
19604 | Cordage Term&Seals/100'/16-4 SOW-A/3Ph/ | EA | 411.5 | 53514211950 | 11 | LB
19607 | Socket For Rhombus Panel | EA | 20 | 53514212698 | 0.5 | LB
19608 | Carton Asm "810-815" | EA | 83.5 | 53514213510 | 4 | LB
19620 | Cordage Term&Seal/50'/14-3 SO/230V/1Ph/ | EA | 387.5 | 53514213572 | 8.7 | LB
19625 | Housing,Mtr-&Str 575V/3Ph/2HP/MS/3450 Rp | EA | 1168.5 | 53514216467 | 36.4 | LB
19630 | Housing,Mtr-&Str 460V/3Ph/2HP/MS/3450 Rp | EA | 1017 | 53514394011 | 31 | LB
19646 | Rotor & Brg Asm 1Ph/2HP/191/Upper & Lowe | EA | 207 | 53514216504 | 5 | LB
19647 | Rebuild Kit Single Seal/Auto/160-290/ | EA | 232.5 | 53514216528 | 8 | LB
19648 | Rebuild Kit,Single Seal/Na/1&3Ph/160-290 | EA | 199 | 53514216542 | 8 | LB
19649 | Rebuild Kit,191/Ball Bearing | EA | 199 | 53514216566 | 8 | LB
19650 | Rotor & Brg Asm 200/230V/1Ph/1Hp/3450 Rp | EA | 133.5 | 53514238452 | 5 | LB
19651 | Rotor & Brg 200/230/460/575V/3P/1Hp/ | EA | 158 | 53514238513 | 5.1 | LB
19652 | Rotor & Brg Asm 200/230V/1Ph/1HP/DS/3450 | EA | 158 | 53514238537 | 5 | LB
19653 | Rotor & Brg Asm 200/230/460/575V/3Ph/1HP | EA | 190.5 | 53514238551 | 5.5 | LB
19654 | Housing,Mtr-&Str 200V/1Ph/1Hp/3450 Rpm/ | EA | 645.5 | 53514449926 | 30 | LB
19655 | Housing,Mtr-&Str 230V/1Ph/1Hp/3450 Rpm/ | EA | 711 | 53514319403 | 33 | LB
19656 | Housing,Mtr-&Str 200V/3Ph/1Hp/3450 Rpm/ | EA | 789.5 | 53514355968 | 29 | LB
19657 | Housing,Mtr-&Str 230V/3Ph/1Hp/3450 rpm/ | EA | 814 | 53514310660 | 29 | LB
19658 | Housing,Mtr-&Str 460V/3Ph/1Hp/3450 Rpm/ | EA | 811 | 53514319397 | 29 | LB
19661 | Housing,Mtr-&Str 230V/1Ph/1Hp/3450 Rpm/ | EA | 685.5 | 53514307936 | 33 | LB
19663 | Housing,Mtr-&Str 230V/3Ph/1Hp/3450 Rpm/ | EA | 809.5 | 53514416683 | 29 | LB
19676 | Switch,Mech Flt/30Vdc/.1A/50'Cd/Wide/ | EA | 133.5 | 53514213435 | 3.34 | LB
19695 | Cutter & Shim Asm/3 Blade/.75" Screw | EA | 200 | 53514214821 | 1.5 | LB
19696 | Cutter & Shim Asm/3 Blade/1" Screw | EA | 201 | 53514214845 | 1.5 | LB
19697 | Cutter & Shim Asm/5 Blade/.75" Screw | EA | 212 | 53514214869 | 1.5 | LB
19698 | Cutter & Shim Asm/5 Blade/1" Screw | EA | 213 | 53514214883 | 1.5 | LB
19705 | Hardware Pak,Quick Mount/Oil Smart | EA | 46 | 53514214784 | 0.5 | LB
19708 | Rebuild Kit,Double Seal/1&3 Ph/4160-4290 | EA | 231.5 | 53514216580 | 8 | LB
19709 | Rebuild Kit,Double Seal/1&3 Ph/4290-4291 | EA | 388 | 53514216603 | 8 | LB
19710 | Rebuild Kit,Double Seal/1&3Ph/W&W-O MS/ | EA | 316 | 53514216627 | 8 | LB
19721 | Hardware,Suspended/Basin/(For 32-0024) F | EA | 4346.5 | 53514217570 | 193 | LB
19740 | Guide,Pipe 2" X 58.50"/S.S. | EA | 439 | 53514227517 | 19.5 | LB
19751 | Housing,Radial Bearing/Yeomans/250 Fram | EA | 2226 | 53514219406 | 50 | LB
19752 | Housing,Thrust Bearing/Yeomans/250Fr/ | EA | 4057.5 | 53514219437 | 75 | LB
19753 | Stator,230V-460V/30HP/1750/3Ph/ | EA | 5408 | 53514219451 | 250 | LB
19756 | Sampler, Sludge Judge For Fusion Servic | EA | 613 | 53514226398 | 4 | LB
19757 | Case, Sludge Judge for Fusion Service Ki | EA | 189 | 53514226411 | 1 | LB
19758 | Brush, Cleaning .75" for Fusion Servic | EA | 92 | 53514225971 | 1 | LB
19764 | Fitting,SS 1.25" Street Elbow | EA | 88 | 53514220341 | 1.04 | LB
19768 | Valve,Check/1.5 InLine/Vertical | EA | 37.5 | 53514226619 | 0.2 | LB
19775 | Transformer,208V/50Hz | EA | 352.5 | 53514221003 | 5 | LB
19776 | Hub W-Out Seal-Fg/4"/Curved/For 18" Dia | EA | 79 | 53514221423 | 6 | LB
19778 | Hub Assembly, 4"Fg Hub & Grommet/18"Dia | EA | 100.5 | 53514221621 | 6 | LB
19780 | Housing,Pump-Volute/Md 322/Aluminum | EA | 395 | 53514221805 | 5 | LB
19781 | Cordage Term&Seal/65'/14-3 SO/230V/1Ph/ | EA | 462 | 53514222000 | 11.3 | LB
19823 | Seal,Pipe-2" (For 4"Hole) | EA | 25 | 53514223229 | 0.12 | LB
19839 | Cover & Cord 25'Cd/12-4/Sen 18-5/HT/180F | EA | 1810.5 | 53514224806 | 50 | LB
19840 | Rotor & Brg Asm 200-460V/3Ph/6161/X6163 | EA | 478.5 | 53514225193 | 7.1 | LB
19844 | Valve,Check 1.5" Clr Pvc/Slip X Slip/ | EA | 87 | 53514226695 | 1.25 | LB
19857 | Hose,1.5" Rubber Coupling | EA | 3 | 53514229795 | 0.02 | LB
19885 | Screw,.313-18 X 1.25"Long Flat Head Sock | EA | 1 | 53514227135 | 0.01 | LB
19886 | Float,Polypropylene/WWG 4DMG7 | EA | 7.5 | 53514226800 | 0.36 | LB
19887 | Gasket,Case/Cover/WWG 4DMH6 | EA | 3 | 53514226817 | 0.01 | LB
19888 | Float,Plastic/WWG 4DMH5 | EA | 10.5 | 53514226824 | 0.35 | LB
19889 | Capacitor,10Uf/250Vac/"98"/WWG 4DMH2 | EA | 57 | 53514226831 | 0.14 | LB
19890 | Relay Asm 115V/G5/WWG 4DMH3 | EA | 14.5 | 53514226848 | 1 | LB
19891 | Guide Asm,Float Rod/WWG 60L497 | EA | 6 | 53514226855 | 0.2 | LB
19894 | Cord Term&Seal 230V/1Ph/20A/Na/Gland/25' | EA | 263 | 53514226756 | 4.6 | LB
19895 | Cover & Cord 230V/1Ph/14Ga/20A/25'/Gland | EA | 382 | 53514226770 | 15 | LB
19914 | Disconnect,2"V/BRASS/Plate Asm/EZ Out/ | EA | 1125 | 53514227296 | 13 | LB
19919 | Cover & Cord Asm 75'Cd/8-4/Sen 18-5/140 | EA | 2128 | 53514228217 | 49 | LB
19921 | Bracket for Model 322 | EA | 378 | 53514228781 | 3 | LB
19923 | Seal for Model 322 | EA | 199.5 | 53514228828 | 1 | LB
19924 | Gloves, Latex/1 box (50 pair) | EA | 70.5 | 53514229672 | 1 | LB
19925 | Beaker, Graduated 1000ml for Fusion Serv | EA | 3.5 | 53514229658 | 0.01 | LB
19936 | Leadwire Asm 25' 12AWG Flat Wire | EA | 635 | 53514230715 | 2 | LB
19938 | Cam,Multizone For 4000 Series Valve/ | EA | 19 | 53514230876 | 1 | LB
19939 | Hub & Seal Alum/ 6"/For 24"-72" Dia | EA | 689 | 53514230999 | 15 | LB
19993 | Bracket,Anti-Rotate/PCG/EZ Out/SS | EA | 56 | 53514343231 | 0.75 | LB
21392 | Ext Warranty,Gold Star .5Hp Thru 1.5Hp E | EA | 305.5 | 54757076375 | 0.001 | LB
21393 | Ext Warranty,Gold Star Plus/2 Thru 3Hp E | EA | 572.5 | 54757076382 | 0.001 | LB
21433 | Cord,115V/100'/14-3 SJOW-A/(For 5030-001 | EA | 626.5 | 53514196691 | 10 | LB
22467 | Adapter,1 1/4NPT X 3/4NH | EA | 4 | 53514245269 | 0.1 | LB
26014 | Coupling Asm | EA | 95 | 53514009007 | 1 | LB
26016 | Adapter,Mtr Model 112 | EA | 211 | 53514009014 | 2 | LB
26033 | Rod,Flt-& End | EA | 27.5 | 53514009038 | 0.35 | LB
26072 | Switch 440V | EA | 41 | 53514009106 | 0 | LB
26075 | Extension,Sw Arm | EA | 10 | 53514009113 | 0.01 | LB
27004 | Motor Asm 115/230/1Ph/.3Hp/Tefc | EA | 828.5 | 53514009120 | 2 | LB
27009 | Bracket,Switch | EA | 119 | 53514009137 | 0.213 | LB
27010 | Motor 115/230V/1Ph/.3Hp/Tefc | EA | 770 | 53514009144 | 0 | LB
27022 | Motor 200V/3Ph/.3Hp/Tefc | EA | 758.5 | 53514009168 | 2 | LB
27023 | Motor 230/460V/3Ph/.3Hp/Tefc | EA | 758.5 | 53514009175 | 2 | LB
27024 | Motor 115/230V/1Ph/.5Hp | EA | 884.5 | 53514009182 | 0 | LB
27025 | Motor 208/220V/3Ph/.5Hp | EA | 791.5 | 53514009199 | 0 | LB
27026 | Motor 230/460V/3Ph/.5Hp | EA | 791.5 | 53514009205 | 0 | LB
27034 | Rod,Flt-& End SS 38-5" Lg | EA | 36.5 | 53514009212 | 6 | LB
28010 | Motor&Ell .3Hp 115/230V/1Ph/Ex Pr | EA | 769 | 53514009236 | 0.2 | LB
28011 | Adapter-Mach Alum | EA | 79 | 53514009243 | 0.2 | LB
28021 | Motor&Ell .3Hp 200V/3Ph/Ex Pr | EA | 1526.5 | 53514009267 | 4 | LB
28022 | Motor&Ell .3Hp 230/460V/3Ph/Ex Pr | EA | 1684.5 | 53514009274 | 4 | LB
30131 | Transformer 115V To 8V | EA | 65.5 | 53514009359 | 0.75 | LB
30132 | Transformer 230V To 8V | EA | 119.5 | 53514009366 | 0.75 | LB
30133 | Bell,6.0" Dia-8V | EA | 287 | 53514041236 | 2.5 | LB
30187 | Hose,1.25/1.5" | EA | 2.5 | 53514009397 | 0.115 | LB
34007 | Seal,Mtr Hsg | EA | 1 | 53514009441 | 0.01 | LB
34019 | Float,Polypropylene "50/98-130/260" | EA | 7.5 | 53514009489 | 0.36 | LB
34041 | Seal,Thru Wall Term-Kit | EA | 2 | 53514009502 | 0.02 | LB
34046 | Gasket,Case/Cover | EA | 1 | 53514009519 | 0.01 | LB
34052 | Bearing,Sleeve Bronze/Mtr Hsg/Md 55/59/ | EA | 5 | 53514009540 | 0.02 | LB
34066 | Overload,La County | EA | 15 | 53514009595 | 0.2 | LB
34067 | Cover & Handle "50"/Nonauto | EA | 33.5 | 53514009601 | 2 | LB
34075 | Seal,Cup-Kit W/O Hole | EA | 16.5 | 53514009618 | 0.1 | LB
34081 | Conversion Kit, "34/36" | EA | 97 | 53514009625 | 0.5 | LB
34082 | Divertor-Bent | EA | 0.5 | 53514009632 | 0.1 | LB
34084 | Clamp,Guide | EA | 2.5 | 53514009649 | 0.01 | LB
34086 | Guide Asm,Flt Rod | EA | 5.5 | 53514009663 | 0.2 | LB
34090 | Plug,Test-White | EA | 1 | 53514009670 | 0.003 | LB
34091 | Switch Pkg | EA | 100 | 53514009687 | 2.5 | LB
36067 | Cover & Handle Brass "50" | EA | 267.5 | 53514009779 | 2.3 | LB
36081 | Conversion Kit, "50&97" | EA | 341 | 53514009786 | 3.7 | LB
37014 | Housing,Mtr-& Brg Mach | EA | 73 | 53514009809 | 1 | LB
37032 | Rotor-Mach 115V/1Ph | EA | 53.5 | 53514009823 | 1 | LB
37051 | Cover & Relay Asm | EA | 101 | 53514009847 | 2.1 | LB
37071 | Cover-Mach | EA | 28 | 53514009854 | 1.8 | LB
37074 | Bracket,Relay "37" | EA | 10.5 | 53514009861 | 0.07 | LB
37075 | Relay,"37"-115V (Watt Mate) | EA | 6.5 | 53514009878 | 0 | LB
37079 | Dielectric Paper | EA | 1 | 53514009892 | 0.01 | LB
38011 | Base-Mach (Flat) | EA | 53 | 53514009908 | 1 | LB
54021 | Seal,Shaft-& Spacer | EA | 11.5 | 53514009953 | 0.1 | LB
54024 | Bearing,Sleeve/Bronze/P-Hsg/Md 55/59/139 | EA | 5 | 53514009960 | 0.02 | LB
54026 | Cord Term&Seal 115V/ 9'/18-3 SJTW-A/Auto | EA | 29.5 | 53514009984 | 0.7 | LB
54032 | Rotor Asm 115V/1Ph GE | EA | 33.5 | 53514010010 | 2 | LB
54036 | Strainer | EA | 2 | 53514010034 | 0 | LB
54040 | Stator 115V/1Ph GE | EA | 124 | 53514010058 | 4 | LB
54051 | Case & Switch "50" | EA | 85.5 | 53514010096 | 2.5 | LB
54062 | Rod,Float-Molded/"50" | EA | 2.5 | 53514010126 | 0.011 | LB
54064 | Stop,Rod-Lg Cycle | EA | 3.5 | 53514143244 | 0.1 | LB
54069 | Cord Term&Seal 115V/15'/18-3 SJTW-A/Nona | EA | 44 | 53514010133 | 1.1 | LB
54070 | Cord Term&Seal 230V/15'/18-3 Sjtw/Non | EA | 55 | 53514010140 | 1.2 | LB
54076 | Rod Asm,Upper Float&-Lg Cycle | EA | 77 | 53514010157 | 6 | LB
54077 | Bracket,Upper-Lg Cycle | EA | 16 | 53514010164 | 0.01 | LB
54085 | Stop,Flt Rod-Lg Cycle | EA | 7.5 | 53514010195 | 0.01 | LB
54096 | Cord Term&Seal 115V/35'/16-3 SJTW or SJT | EA | 164 | 53514010201 | 2.9 | LB
54097 | Cord Term&Seal 115V/35'/16-3 SJTW or SJT | EA | 163.5 | 53514010218 | 2.9 | LB
54102 | Cord Term&Seal ED/115V/9'/16-3 SJOW-A/Au | EA | 48.5 | 53514010225 | 0.9 | LB
54103 | Cord Term&Seal ED/115V/15'/16-3 SJOW-A/N | EA | 80.5 | 53514010232 | 1.4 | LB
54107 | Case & Switch ED "50" | EA | 77.5 | 53514010263 | 2.5 | LB
54112 | Cord Term&Seal 115V/15'/18-3 SJTW-A/Auto | EA | 58 | 53514010270 | 1.1 | LB
56051 | Case & Switch Brass "50" | EA | 327 | 53514010317 | 3 | LB
57010 | Impeller "57" | EA | 20 | 53514010324 | 1.5 | LB
57018 | Housing,Pump-Mach"53/57-2057-51-63-371" | EA | 45.5 | 53514010331 | 5.5 | LB
57029 | Base Asm | EA | 35 | 53514010355 | 4.41 | LB
57059 | Rebuild Kit "57/59" (8/79 Thru 8/86) | EA | 96.5 | 53514010362 | 3.9 | LB
57060 | Parts,Small-Kit | EA | 13.5 | 53514010379 | 0.2 | LB
59001 | Impeller Br "59" | EA | 170 | 53514010386 | 2 | LB
59005 | Housing,Pump-&Brg Mach Br "55/59" | EA | 606 | 53514010393 | 7.2 | LB
59009 | Base Asm Brass | EA | 513.5 | 53514010409 | 6.7 | LB
67014 | Gasket | EA | 1 | 53514010430 | 0.01 | LB
67032 | Motor 115V/1Ph | EA | 172.5 | 53514010447 | 0 | LB
67035 | Seal Asm,Shaft-Model 67 | EA | 22 | 53514010454 | 0.1 | LB
73013 | Guard,Switch | EA | 16 | 53514010508 | 0.2 | LB
73022 | Motor W/Sw & Cord 115V | EA | 353.5 | 53514010522 | 2 | LB
75003 | Head & Brg Asm Br | EA | 138 | 53514010539 | 2.65 | LB
75007 | Base-Mach Brass "85" | EA | 166 | 53514010553 | 2.9 | LB
79009 | Motor 115V | EA | 484 | 53514010614 | 40 | LB
79012 | Motor 115V GE | EA | 484 | 53514010621 | 40 | LB
79017 | Rod Asm,Flt "79" | EA | 26 | 53514010638 | 0.8 | LB
79020 | Switch Asm | EA | 53 | 53514010652 | 0.2 | LB
80284 | Seal,Shaft Carbon/Stationary/EKK | EA | 5 |  |  | LB
80285 | Seal,Shaft Ceramic/Rotary/EKK | EA | 5 |  |  | LB
80557 | Fitting,Plastic Adapter 1" FPT X .75"NHR | EA | 2.5 | 53514313104 | 0.5 | LB
84839 | Kit,Outlet Pipe Assembly Repair-QJC | EA | 27 | 53514497859 | 0.37 | LB
84854 | Kit,Check Valve Assembly Repair-QJC | EA | 333.5 | 53514497958 | 0.07 | LB
94018 | Housing,Mtr-Asm | EA | 111 | 53514010720 | 10 | LB
94028 | Seal,Mtr Hsg | EA | 1 | 53514010812 | 0.01 | LB
94030 | Gasket,Case/Cover | EA | 2 | 53514010836 | 0.01 | LB
94032 | Seal,Cord-Asm & Strain Relief | EA | 6.5 | 53514010850 | 0.05 | LB
94033 | Nut,Gland-Delrin | EA | 1.5 | 53514034139 | 0.009 | LB
94037 | Oil,Dielectric-(42 Oz) | EA | 54.5 | 53514010874 | 2.7 | LB
94038 | Guide,Rubber-Flt Rod | EA | 0.5 | 53514074104 | 0.01 | LB
94041 | Arm & Seal Asm | EA | 35 | 53514010904 | 0.02 | LB
94043 | Seal,Cord-ED | EA | 15 | 53514010911 | 0.1 | LB
94048 | Guide Asm,Flt Rod | EA | 3 | 53514010935 | 0.03 | LB
94071 | Cord Term&Seal 115V/10'/16-3 SJOW-A | EA | 38.5 | 53514010973 | 1.1 | LB
94072 | Cord Term&Seal 230V/10'/16-3 SJOW-A | EA | 54.5 | 53514010980 | 1.1 | LB
94075 | Cord Term&Seal 115/230V/10'/16-3 SOW-A/U | EA | 55.5 | 53514010997 | 1.1 | LB
94078 | Clip,Overload | EA | 8 | 53514011000 | 0.01 | LB
94080 | Wire Pkg | EA | 12 | 53514011024 | 0.1 | LB
94090 | Clip,Hi-Pak | EA | 9 | 53514011048 | 0.04 | LB
94099 | Lever,Cartridge-Asm/"Hi-Pak" | EA | 25 | 53514011086 | 0.1 | LB
94103 | Rebuild Kit "94/96/147/149" | EA | 133.5 | 53514011093 | 4 | LB
94105 | Motor Kit 115V/1Ph/.3Hp G5 | EA | 296 | 53514011109 | 2 | LB
94106 | Bearing,Radial 6203 W-Snap Ring | EA | 16 | 53514011116 | 0.2 | LB
94108 | Bolt,Thru "94/147" | EA | 1 | 53514011130 | 0 | LB
94111 | Stator 115V/1Ph .3Hp G1 | EA | 221.5 | 53514011147 | 40 | LB
94117 | Spacer,Rotor | EA | 0.5 | 53514011178 | 0 | LB
94120 | Relay,Hi-Pak 115V | EA | 25.5 | 53514011185 | 1 | LB
94123 | Overload 230V | EA | 14 | 53514011208 | 0.1 | LB
94130 | Relay,Hi-Pak 230V | EA | 29.5 | 53514011215 | 0 | LB
94133 | Cover & Gasket | EA | 66 | 53514011239 | 0.33 | LB
94135 | Seal,Cord 18-3 SO | EA | 36.5 | 53514011246 | 0.1 | LB
94136 | Seal,Uf Cable 12-3 Or 14-3 | EA | 33.5 | 53514011253 | 0.195 | LB
94138 | Plug,3/4"Ips | EA | 0.5 | 53514011260 | 0.25 | LB
94166 | Cordage & Term/10'/18-2 SO/3Ph/Pilot | EA | 53 | 53514011291 | 0.8 | LB
94167 | Cordage & Term/10'/16-4 SOW-A/3Ph/Power | EA | 68.5 | 53514011307 | 1.3 | LB
94239 | Cord Term&Seal 115V/25'/Extra Duty | EA | 137.5 | 53514011369 | 2.9 | LB
94244 | Cord Term&Seal 115V/50'/16-3 SOW-A | EA | 250 | 53514011383 | 4.4 | LB
94253 | Stator & Rtr 230V/1Ph .3Hp G5 | EA | 294.5 | 53514011390 | 40 | LB
94255 | Guide Asm,Flt | EA | 1.5 | 53514011406 | 0.1 | LB
94256 | Rotor 115V/1Ph .3Hp G5 | EA | 55.5 | 53514011413 | 40 | LB
94257 | Stator 115V/1Ph .3Hp G5 | EA | 220 | 53514011420 | 40 | LB
94259 | Cord & Term WO Seal 115V/35'/16-3 SOW-A | EA | 201 | 53514011444 | 3.01 | LB
96104 | Case & Gasket/4Hole/Brass/"Hi-Pak" | EA | 123 | 53514011642 | 3.5 | LB
101024 | Shaft-Mach 62"Lg W/O Sleeve | EA | 148 | 53514012878 | 4.2 | LB
101025 | Shaft Asm-40.625 Long | EA | 125.5 | 53514012885 | 2.8 | LB
111002 | Switch Asm | EA | 1255.5 | 53514013189 | 0.2 | LB
121047 | Tube,Discharge | EA | 40 | 53514013592 | 0.2 | LB
121058 | Cover,Float | EA | 29.5 | 53514013615 | 0 | LB
121059 | Float Asm | EA | 49 | 53514013622 | 0 | LB
121121 | Nozzle,Aerator | EA | 24.5 | 53514013639 | 0 | LB
123020 | Seal,Mtr Hsg | EA | 3 | 53514013646 | 0.02 | LB
123024 | Gasket,Case/Cover | EA | 3 | 53514013660 | 0.01 | LB
123031 | Seal,Shaft | EA | 24 | 53514013684 | 0.1 | LB
123040 | Oil,Dielectric-(74 Oz) | EA | 67.5 | 53514013714 | 4.625 | LB
123053 | Seal,Cord-Asm | EA | 34 | 53514013745 | 0.1 | LB
123088 | Float | EA | 40 | 53514013752 | 2 | LB
123090 | Cover,Float | EA | 36.5 | 53514013769 | 0 | LB
123110 | Stator 230/460V/3Ph/.5Hp G1 | EA | 511 | 53514013776 | 0 | LB
123120 | Stator 200V/3Ph/.5Hp G1 | EA | 511 | 53514013783 | 0 | LB
123128 | Rotor-Mach 230/460V/3Ph/.5Hp G | EA | 144.5 | 53514013790 | 40 | LB
123129 | Rotor-Mach 200V/3Ph/.5Hp G-1 | EA | 144.5 | 53514013806 | 40 | LB
123135 | Overload 115V/1Ph/.5Hp | EA | 24 | 53514013813 | 0 | LB
125110 | Stator 230/460V/3Ph/3/4Hp G1 | EA | 564 | 53514013820 | 0 | LB
125111 | Rotor-Mach 230/460V/3Ph/3/4Hp | EA | 161 | 53514013837 | 40 | LB
125117 | Rotor-Mach 200V/3Ph/3/4Hp G-1 | EA | 161 | 53514013844 | 40 | LB
127102 | Relay/Voltage 4-230V | EA | 224 | 53514272579 | 1 | LB
127107 | Rotor-Mach 230/460V/3Ph/1Hp G1 | EA | 194.5 | 53514013905 | 40 | LB
127117 | Rotor-Mach 200V/3Ph/1Hp G1 | EA | 194.5 | 53514013912 | 40 | LB
127120 | Stator 200V/3Ph/1Hp G1 | EA | 697.5 | 53514013929 | 0 | LB
133261 | Ring/Sq Cut 8.484" I.D. for NE331 pump | EA | 7.5 | 53514249953 | 0.5 | LB
137004 | Housing,Pump-Mach "137" | EA | 78 | 53514014407 | 10.5 | LB
137006 | Impeller "137" | EA | 27 | 53514014414 | 2 | LB
137008 | Strainer Plate "139" | EA | 5 | 53514014421 | 0.109 | LB
137009 | Carton Asm "137/139" | EA | 19.5 | 53514014438 | 1 | LB
137016 | Carton,"137/139" | EA | 12 | 53514463137 | 1.583 | LB
139002 | Base & Plate Asm | EA | 682 | 53514014681 | 8.9 | LB
139006 | Impeller Br "139" | EA | 351 | 53514014698 | 3.4 | LB
139018 | Housing,Pump-&Brg Mach Br "139" | EA | 1068.5 | 53514014704 | 11 | LB
147031 | Seal,Shaft-Teflon | EA | 286.5 | 53514014742 | 0.02 | LB
147105 | Motor Kit 115V/1Ph/.5Hp/G1Tog5 | EA | 322.5 | 53514014759 | 40 | LB
147110 | Stator 115/1Ph/.5Hp G5 | EA | 247.5 | 53514014766 | 40 | LB
147114 | Stator & Rtr 115V/1Ph/.5Hp G5 | EA | 309 | 53514014780 | 40 | LB
147125 | Stator 200V/1Ph/.5Hp G1 | EA | 267.5 | 53514014803 | 0 | LB
147126 | Rotor 200V/1Ph/.5Hp G1 | EA | 62 | 53514014810 | 0 | LB
147135 | Relay Asm 230V G5 | EA | 14.5 | 53514014834 | 0.3 | LB
147136 | Rotor 115V/230V/1Ph/.5Hp G5 | EA | 62 | 53514014841 | 40 | LB
147139 | Stator 230V/1Ph/.5Hp G5 | EA | 265 | 53514014865 | 0 | LB
147140 | Stator & Rtr 230V/1Ph/.5Hp G5 | EA | 327 | 53514014872 | 40 | LB
147163 | Stator&Rtr 230/460V/3P/.5Hp G5 | EA | 602 | 53514014889 | 40 | LB
147164 | Stator 230/460V/3Ph/.5Hp G5 | EA | 476.5 | 53514014896 | 0 | LB
150013 | Housing,Mtr-& Str 115V/1Ph/Wo Mst Sn/"14 | EA | 384.5 | 53514234867 | 20 | LB
150014 | Housing,Mtr-& Str 230V/1Ph/Wo Mst Sn/"14 | EA | 372.5 | 53514234881 | 18 | LB
150015 | Rotor & Brg Asm/115/230V/1Ph/"140/270" | EA | 98 | 53514234904 | 5.4 | LB
150016 | Rotor & Brg Asm/115/230V/1Ph/"4140/4270" | EA | 103.5 | 53514234928 | 4 | LB
150027 | Seal,Cord-Bsn Cvr/3 Hole/(Topps)/For 2.5 | EA | 12.5 | 53514235086 | 0.5 | LB
150029 | Seal,Cord-Bsn Cvr/2 Hole/(Topps)/For 2.5 | EA | 9 | 53514235383 | 1 | LB
150030 | Hardware Pak,24" Dia/1 Hole Cord Seal/ | EA | 77 | 53514235420 | 2 | LB
150031 | Hardware Pak,24" Dia/2 Hole Cord Seal/ | EA | 77 | 53514235444 | 2 | LB
150032 | Hardware Pak,24" Dia/3 Hole Cord Seal/ | EA | 77 | 53514235468 | 2 | LB
150040 | Alarm,Horn/115V For Panel 10-0092 | EA | 26.5 | 53514236984 | 0.4 | LB
150084 | Float Rod Magnet Guide & Spring Asm/ | EA | 46 | 53514239701 | 0.2 | LB
150085 | Float Rod Guide Asm/Model 503 | EA | 52.5 | 53514239725 | 0.4 | LB
150086 | Rebuild Kit/"503" | EA | 80.5 | 53514239749 | 0.5 | LB
150093 | Hardware Pak,24" Dia/1 Hole Cord Seal/ | EA | 77 | 53514238179 | 2 | LB
150094 | Hardware Pak,24" Dia/2 Hole Cord Seal/ | EA | 77 | 53514238193 | 2 | LB
150095 | Hardware Pak,24" Dia/3 Hole Cord Seal/ | EA | 77 | 53514238216 | 2 | LB
150096 | Hardware Pak,24" Dia/1 Hole Cord Seal/ | EA | 77 | 53514238278 | 2 | LB
150097 | Hardware Pak,24" Dia/2 Hole Cord Seal/ | EA | 77 | 53514238254 | 2 | LB
150098 | Hardware Pak,24" Dia/3 Hole Cord Seal/ | EA | 77 | 53514238230 | 2 | LB
150099 | Screw,Stator 8-32 X 2.688"Lg/Bright Zin | EA | 0.5 | 53514244392 | 0.01 | LB
150101 | Rebuild Kit, Valve"503" | EA | 113 | 53514239763 | 0.1 | LB
150103 | Coupling,Elec 4.0"/SS/ (Topps) | EA | 892 | 53514238711 | 6 | LB
150105 | Conduit-Mach 16' "HT" | EA | 346.5 | 53514238919 | 1 | LB
150106 | Cordage & Term/HT/16'/16-3 SOW-A/Nonaut | EA | 54 | 53514238933 | 1 | LB
150107 | Cordage Cond&Sls/HT/16'/16-3/Nonauto/"31 | EA | 608 | 53514238957 | 2.5 | LB
150108 | Cover & Cord 3Ph "160/180/290" | EA | 635 | 53514239152 | 25 | LB
150113 | BK53 220V/1Ph/Korean/E-F Plug/DP/Auto/(S | EA | 482 | 53514241063 | 22 | LB
150116 | M98 35'Cd/115V/1Ph/cCSAus/131 DP/(Se | EA | 555 | 53514241124 | 39 | LB
150147 | Hub & Seal-Alum/12"/Curved/For 48" | EA | 1188.5 | 53514240943 | 15 | LB
150149 | Housing,Pump-Mach "98" | EA | 90.5 | 53514244415 | 11 | LB
150155 | Housing,Pump-Mach "1098" | EA | 94 | 53514244439 | 12 | LB
150165 | Kit,Baffle-Retrofit/QJ Ultima Model "202 | EA | 42 | 53514242275 | 0.7 | LB
150187 | Cover & Cord 230V/1Ph/16-3/50' | EA | 548.5 | 53514244231 | 21 | LB
150188 | Arm & Seal Asm "160/180/290"/WWG 4DMH4 | EA | 33 | 53514246488 | 0.25 | LB
150189 | Rod,Float-Molded/"50" WWG 4DMH9 | EA | 2.5 | 53514246525 | 0.01 | LB
150190 | Base Asm "53/55"/WWG 4DMJ1 | EA | 8 | 53514246549 | 0.42 | LB
150191 | Seal,Cord-Asm/WWG 4DMJ3 | EA | 3.5 | 53514246563 | 0.02 | LB
150192 | Guide Asm,Flt Rod/WWG 4DMJ5 | EA | 4 | 53514246587 | 0.1 | LB
150193 | Rod Asm,Flt/14"Lg/WWG 4DMJ6 | EA | 31 | 53514246648 | 0.08 | LB
150194 | Impeller "97/98"/WWG 4DMJ7 | EA | 8.5 | 53514246662 | 0.2 | LB
150197 | Pipe,Pvc 1.5" X 2.125"/Sch 40 | EA | 9.5 | 53514324827 | 0.122 | LB
150211 | Cutter,SS/Grinder "202" | EA | 21.5 | 53514364588 | 0.024 | LB
150212 | Disc,Cutter-SS/Grinder "202" | EA | 85.5 | 53514364595 | 0.21 | LB
150221 | Distr Pipe Asm 1"X 120W-.125"Orif 5" Fro | EA | 191.5 | 53514285425 | 5 | LB
150235 | Interlock, Reversing 3 Phase Rhombus Pan | EA | 74.5 | 53514247089 | 0.5 | LB
150238 | Contactor For Rhombus Panel/10-1201 | EA | 136 | 53514247409 | 1 | LB
150239 | Disconnect,2"V/S.S./Plate Asm/2-3" EZ Ou | EA | 1094.5 | 53514247584 | 14 | LB
150243 | Housing,Mtr, Str, & Rotor Asm/200/3Ph/ | EA | 808 | 53514247959 | 29 | LB
150244 | Housing,Mtr, Str, & Rotor Asm/230V/3Ph/ | EA | 864.5 | 53514247973 | 29 | LB
150245 | Housing,Mtr, Str, & Rotor Asm/460V/3Ph/ | EA | 861.5 | 53514247997 | 29 | LB
150260 | Valve,Foot-1.25"/Model 503 | EA | 28.5 | 53514272739 | 0.03 | LB
150263 | Enclosure,Control-4X For10-0093 | EA | 223 | 53514248352 | 4 | LB
150266 | Terminal, Block 50 Amp/Rhombus | EA | 13.5 | 53514251437 | 0.02 | LB
150267 | Terminal, Block 65 Amp/Rhombus | EA | 16.5 | 53514251451 | 0.02 | LB
150274 | Impeller-Mach Vtx 6.375" 61HD | EA | 318.5 | 53514250850 | 4.5 | LB
150275 | Impeller-Mach Vtx 6.25" 61HD | EA | 318.5 | 53514250874 | 4.5 | LB
150276 | Impeller-Mach Vtx 6.125" 61HD | EA | 318.5 | 53514250898 | 4.5 | LB
150277 | Impeller-Mach Vtx 6.00" 61HD | EA | 318.5 | 53514250911 | 4.5 | LB
150278 | Impeller-Mach Vtx 5.875" 61HD | EA | 318.5 | 53514250935 | 4.25 | LB
150279 | Impeller-Mach Vtx 5.75" 61HD | EA | 318.5 | 53514250959 | 4.25 | LB
150280 | Impeller-Mach Vtx 5.625" 61HD | EA | 318.5 | 53514250973 | 4.25 | LB
150281 | Impeller-Mach Vtx 5.50" 61HD | EA | 318.5 | 53514251017 | 4.25 | LB
150282 | Impeller-Mach Vtx 5.375" 61HD | EA | 318.5 | 53514251031 | 4.25 | LB
150283 | Impeller-Mach Vtx 5.25" 61HD | EA | 318.5 | 53514251055 | 4.25 | LB
150284 | Impeller-Mach Vtx 5.125" 61HD | EA | 318.5 | 53514251079 | 4.25 | LB
150285 | Impeller-Mach Vtx 5.00" 61HD | EA | 318.5 | 53514251093 | 4.25 | LB
150288 | Impeller-Mach Vtx 4.875" 61HD | EA | 318.5 | 53514258641 | 4.125 | LB
150289 | Impeller-Mach Vtx 4.75" 61HD | EA | 318.5 | 53514258665 | 4 | LB
150290 | Impeller-Mach Vtx 4.625" 61HD | EA | 318.5 | 53514258689 | 3.875 | LB
150291 | Impeller-Mach Vtx 4.50" 61HD | EA | 318.5 | 53514258702 | 3.75 | LB
150305 | Impeller-Mach SO 4.375"Dia/140Fr/2.5"So | EA | 210.5 | 53514287399 | 6.75 | LB
150306 | Impeller-Mach Br 4.375" Dia/SO/140Fr/2.5 | EA | 1023 | 53514287375 | 9.25 | LB
150376 | Fitting,Galv 2" 45D Elbow/FPT X FPT | EA | 52.5 | 53514248635 | 2 | LB
150377 | Switch,Vertical Reed/120V/.25Amp/15'Cd/W | EA | 195.5 | 53514251130 | 1.25 | LB
150380 | Kit,Impeller & Seal 314 Utility (Pump- | EA | 26.5 | 53514249816 | 0.1 | LB
150382 | Housing,Pump for NE331/Cast Iron | EA | 144 | 53514249977 | 8 | LB
150399 | Cover & Cordage/115V/1P/14Ga/15A/25'/Gla | EA | 387.5 | 53514251659 | 15 | LB
150404 | Card,PLC/Logo/Memory/Siemens | EA | 630.5 | 53514251857 | 1 | LB
150415 | Guard,Cutter-Plastic "202" | EA | 6 | 53514364922 | 0.038 | LB
150434 | Sensor,Moisture Asm/Grinder/Ex Pr | EA | 24 | 53514356996 | 0.01 | LB
150438 | Rod Asm,Flt/14.75"Lg | EA | 30.5 | 53514270636 | 0.085 | LB
150439 | Rod Asm,Flt/14.25"Lg | EA | 30.5 | 53514270650 | 0.084 | LB
150440 | Cover & Cordage 230V/1Ph/15A/35'/16-3/NA | EA | 356 | 53514270230 | 16 | LB
150489 | Stem,w-.032 Spring (Red)(K-Rain) | EA | 35.5 | 53514255404 | 1 | LB
150495 | Seal,Valve Body for 6000 Series Multi | EA | 11 | 53514255824 | 1 | LB
150496 | Card,PLC for 10-2423 Panel | EA | 773 | 53514255862 | 1 | LB
150524 | Switch,HOA For Rhombus Panel 10-1212 | EA | 40 | 53514256685 | 1 | LB
150527 | Impeller-Plastic/Grinder "202" | EA | 29.5 | 53514365479 | 0.2 | LB
150529 | Capacitor,Start 88-106 Mfd/220-250V | EA | 14.5 | 53514365462 | 0.15 | LB
150541 | Screen,Filter/1.5"Vortex/SS | EA | 440.5 | 53514256883 | 1 | LB
150544 | Cover & Cord 25'Cd/12-4 SOW-A/140 Frame | EA | 810 | 53514257101 | 28 | LB
150549 | Overload,Heater Element/30-35Amp | EA | 56 | 53514257965 | 1 | LB
150554 | Rebuild Kit/Rivet Style Diaphragm/"503" | EA | 61 | 53514299149 | 1 | LB
150574 | Rotor & Brg Asm 115V/1Ph/.5HP/3450 RPM/ | EA | 123 | 53514259570 | 5.25 | LB
150575 | Rotor & Brg Asm 200/230V/1Ph/.5HP/3450 R | EA | 124.5 | 53514259617 | 5.25 | LB
150576 | Rotor &Brg Asm 200/230/460/575V/3Ph/.5H | EA | 194.5 | 53514259631 | 2.25 | LB
150577 | Rotor & Bearing 115/1Ph/.5Hp/DS/3450 RP | EA | 147 | 53514259679 | 5.5 | LB
150578 | Rotor & Bearing 200/230V/1Ph/.5Hp/DS/345 | EA | 147 | 53514259693 | 5.5 | LB
150579 | Rotor & Bearing Asm 200/230/460/575V/3P | EA | 164.5 | 53514259716 | 5.5 | LB
150580 | Housing,Mtr-&Str 115V/1Ph/.5Hp/3450 RPM/ | EA | 648.5 | 53514259730 | 32.75 | LB
150581 | Housing,Mtr-&Str 200V/1Ph/.5Hp/3450 RPM/ | EA | 654 | 53514259754 | 32.75 | LB
150582 | Housing,Mtr-&Str 230V/1Ph/.5Hp/3450 RPM/ | EA | 613.5 | 53514260071 | 32.75 | LB
150583 | Housing,Mtr-&Str 200V/3Ph/.5Hp/3450 RPM/ | EA | 707.5 | 53514260095 | 32.75 | LB
150584 | Housing,Mtr-&Str 230V/3Ph/.5Hp/3450 RPM/ | EA | 704 | 53514260118 | 32.75 | LB
150585 | Housing,Mtr-&Str 460V/3Ph/.5Hp/3450 RPM/ | EA | 701 | 53514260156 | 32.75 | LB
150588 | Housing,Mtr-&Str 230V/1Ph/.5Hp/3450 RPM/ | EA | 588 | 53514459789 | 0 | LB
150592 | Housing,Mtr-&Str 115V/1Ph/.5Hp/MS/3450 R | EA | 655 | 53514260170 | 32.75 | LB
150593 | Housing,Mtr-&Str 200V/1Ph/.5Hp/MS/3450 R | EA | 670 | 53514260194 | 32.75 | LB
150594 | Housing,Mtr-&Str 230V/1Ph/.5Hp/MS/3450 R | EA | 620 | 53514260231 | 32.75 | LB
150595 | Housing,Mtr-&Str 200V/3Ph/.5Hp/MS/3450 R | EA | 714 | 53514260255 | 32.75 | LB
150596 | Housing,Mtr-&Str 230V/3Ph/.5Hp/MS/3450 R | EA | 710.5 | 53514260279 | 32.75 | LB
150597 | Housing,Mtr-&Str 460V/3Ph/.5Hp/MS/3450 R | EA | 707.5 | 53514260316 | 32.75 | LB
150604 | Housing,Mtr-&Str 115V/1Ph/.5Hp/3161-316 | EA | 671.5 | 53514260330 | 32.75 | LB
150605 | Housing,Mtr-&Str 230V/1Ph/.5Hp/3161-316 | EA | 783.5 | 53514260354 | 32.75 | LB
150609 | Oil,Dielectric-(50 Oz)/HT | EA | 87 | 53514260460 | 3 | LB
150610 | Rebuild Kit "3161/3163"/Ball Bearing | EA | 429 | 53514260422 | 9 | LB
150624 | Contactor For Rhombus Panel 10-1187 | EA | 290.5 | 53514258788 | 1 | LB
150625 | Overload For Rhombus Panel 10-1187 | EA | 235 | 53514258764 | 1 | LB
150630 | Shim,Washer-030/202 | EA | 2.5 |  |  | LB
150633 | Impeller-Plastic "271" | EA | 44.5 | 53514423582 | 0.1521 | LB
150635 | Retainer,Cutter/202 Grinder/SS | EA | 10 | 53514336493 | 0.1 | LB
150658 | Kit,Flush Valve Replacement "202" | EA | 55.5 | 53514269623 | 1.3 | LB
150659 | Carton, QJ/PF Preassembled | EA | 53 | 53514309626 | 4 | LB
150671 | Disconnect,1.25"H/SS/Plate Asm/EZ-Out/W- | EA | 1834 | 53514261474 | 15 | LB
150724 | Caps,Plastic/Rivet | EA | 1 | 53514437343 | 0.01 | LB
150733 | Bracket,Mtg/EZ Out/Upper Guide Assembly/ | EA | 388.5 | 53514263355 | 10 | LB
150735 | Pipe,Discharge-Asm "910-0036" | EA | 142 | 53514263416 | 6 | LB
150738 | Switch & Cord,Float-Vfs/"Y-Splice"/15'Lg | EA | 368.5 | 53514268299 | 2.1 | LB
150740 | Housing,Mtr-& Str 230V/3Ph/1750/6.25"Fr/ | EA | 1277 | 53514263737 | 55 | LB
150741 | Guide,Rod-Float/Long/Water Powered Pump/ | EA | 4.5 | 53514355074 | 0.3 | LB
150756 | Disconnect,Base Elbow/EZ-Out/2" NPT | EA | 890 | 53514267070 | 30 | LB
150775 | Socket for Bulb for Rhombus Panel | EA | 13.5 | 53514260989 | 1 | LB
150777 | Leadwire Asm 26' Jacketed | EA | 1161 | 53514262051 | 5 | LB
150778 | Hub & Seal-Fg/4"/Flat/Fits All Basins W/ | EA | 79 | 53514264628 | 2 | LB
150779 | Handle,Basin SS/SR System | EA | 24 | 53514339579 | 0.28 | LB
150782 | Fitting,Nylon Clear/.75" MPT X .75"Male- | EA | 5.5 | 53514336752 | 0.02 | LB
150783 | Fitting,PVC Reducer Bushing/(LASCO)1.5 | EA | 7.5 | 53514336769 | 0.135 | LB
150784 | Fitting,PVC Reducer Bushing/2" MPT X 1.5 | EA | 8.5 | 53514336776 | 0.135 | LB
150786 | Filter,Micro Filament Mesh/SR System | EA | 7.5 | 53514267919 | 0.05 | LB
150787 | Hose,3/4" Washing Machine/Braided SS/72" | EA | 55 | 53514287337 | 0.75 | LB
150790 | Fitting,PVC 2" 120D Wye (Slip X SlipX | EA | 70.5 | 53514362492 | 0.3 | LB
150799 | Seal,Link 3" Ls-340-C/Use With 6" Sleev | EA | 46 | 53514266974 | 1 | LB
150819 | Valve,Ball Mach-2"/Slip X Slip/5 .50"/(U | EA | 52.5 | 53514394967 | 1 | LB
150820 | Fitting,Mach-Pvc 2" 90D Elbow Street( | EA | 34.5 | 53514394943 | 0.6 | LB
150822 | Clamp,Hose Spring (Self-Tightening) | EA | 3 | 53514339593 | 0.5 | LB
150824 | Asm,Flush Valve w-Flapper & Chain/MD202 | EA | 18.5 | 53514270735 | 1 | LB
150825 | Asm,Flapper w-Clip & Chain/MD202 | EA | 8 | 53514270759 | 0.5 | LB
150842 | Housing,Mtr-&Str 575V/3Ph/.5Hp/3450 RPM/ | EA | 707.5 | 53514271633 | 32.75 | LB
150843 | Impeller Asm 3Ph "292" | EA | 300 | 53514271657 | 1.9 | LB
150849 | Bracket, Pump-Suspended/30"deep/Mini-Gri | EA | 557.5 | 53514314729 | 3.5 | LB
150857 | Impeller-Plastic/Backshroud/260 Series | EA | 7.5 | 53514304157 | 0.206 | LB
150861 | Pipe,Pvc 1.5" X 6" Sch 40 | EA | 12 | 53514287559 | 0.25 | LB
150867 | Coupling,Flexible-Rubber/White/"202" | EA | 7.5 | 53514306717 | 0.2 | LB
150874 | Rotor & Brg Asm 115/200/230V/1Ph/1725 RP | EA | 95 | 53514276065 | 4 | LB
150875 | Rotor & Brg Asm 200/230/460/575V/3Ph/.5H | EA | 193.5 | 53514276089 | 5 | LB
150876 | Rotor & Brg Asm 115/200/230V/1Ph/DS/.5H | EA | 143 | 53514276102 | 3.5 | LB
150877 | Rotor & Brg Asm 200/230/460/575V/3Ph/DS/ | EA | 173.5 | 53514276126 | 4.5 | LB
150878 | Rotor & Brg Asm 200/230V/1Ph/1Hp/1725Rp | EA | 186 | 53514276140 | 4.5 | LB
150879 | Rotor & Brg Asm 200/230/460V/3Ph/1Hp/172 | EA | 202 | 53514276164 | 4.75 | LB
150880 | Rotor & Brg Asm 200/230V/1Ph/1Hp/DS/1725 | EA | 223.5 | 53514276188 | 6.5 | LB
150881 | Rotor & Brg Asm 200/230/460V/3Ph/DS/1Hp/ | EA | 237 | 53514276201 | 5 | LB
150882 | Rotor & Brg Asm 200/230/460/575V/1Ph/3P | EA | 208.5 | 53514276225 | 5.3 | LB
150883 | Rotor & Brg Asm 200/230/460/575V1Ph/DS/3 | EA | 204.5 | 53514276249 | 5.5 | LB
150922 | Housing,Mtr-&Str 115V/1Ph/.5Hp/1725RPM/( | EA | 607.5 | 53514276263 | 28.5 | LB
150923 | Housing,Mtr-&Str 200V/1Ph/.5Hp/1725RPM/( | EA | 592 | 53514276300 | 28.5 | LB
150924 | Valve,Check/1.5 Inline/Glue-in(Black) | EA | 38.5 | 53514301552 | 0.38 | LB
150949 | Housing,Mtr-&Str 230V/1Ph/.5Hp/1725RPM/( | EA | 574.5 | 53514276324 | 28.5 | LB
150950 | Housing,Mtr-&Str 200V/3Ph/.5Hp/1725RPM/( | EA | 663.5 | 53514276348 | 30 | LB
150951 | Housing,Mtr-&Str 230V/3Ph/.5Hp/1725RPM/( | EA | 734 | 53514276362 | 29.5 | LB
150952 | Housing,Mtr-&Str 460V/3Ph/.5Hp/1725RPM/( | EA | 731 | 53514276386 | 29.5 | LB
150953 | Housing,Mtr-&Str 575V/3Ph/.5Hp/1725RPM/( | EA | 702.5 | 53514276409 | 29 | LB
150954 | Housing,Mtr-&Str 115V/1Ph/"3282"/1725RP | EA | 620 | 53514276423 | 29 | LB
150955 | Housing,Mtr-&Str 230V/1Ph/"3282"/1725RP | EA | 624 | 53514276546 | 24.5 | LB
150956 | Housing,Mtr-&Str 200V/1Ph/1Hp/1725RPM/( | EA | 674.5 | 53514276553 | 30 | LB
150957 | Housing,Mtr-&Str 230V/1Ph/1Hp/1725RPM/( | EA | 670 | 53514276577 | 31 | LB
150958 | Housing,Mtr-&Str 200V/3Ph/1Hp/1725RPM/( | EA | 716.5 | 53514276591 | 31 | LB
150959 | Housing,Mtr-&Str 230V/3Ph/1Hp/1725RPM/( | EA | 732.5 | 53514276805 | 30 | LB
150960 | Housing,Mtr-&Str 460V/3Ph/1Hp/1725RPM/( | EA | 745 | 53514276614 | 30 | LB
150961 | Housing,Mtr-&Str 200V/1Ph/3Hp/1725RPM/( | EA | 844.5 | 53514276638 | 33 | LB
150962 | Housing,Mtr-&Str 200V/3Ph/3Hp/1725RPM/( | EA | 918.5 | 53514276676 | 31 | LB
150963 | Housing,Mtr-&Str 230V/3Ph/3Hp/1725RPM/( | EA | 937 | 53514276690 | 29 | LB
150964 | Housing,Mtr-&Str 460V/3Ph/3Hp/1725RPM/( | EA | 934 | 53514276713 | 29 | LB
150965 | Housing,Mtr-&Str 575V/3Ph/3Hp/1725RPM/Ba | EA | 964 | 53514276737 | 30 | LB
150966 | Housing,Mtr-&Str 115V/1Ph/.5Hp/MS/1725RP | EA | 602.5 | 53514276751 | 29 | LB
150967 | Housing,Mtr-&Str 200V/1Ph/.5Hp/MS/1725RP | EA | 608 | 53514276775 | 29 | LB
150968 | Housing,Mtr-&Str 230V/1Ph/.5Hp/MS/1725RP | EA | 569.5 | 53514276799 | 29 | LB
150969 | Housing,Mtr-&Str 200V/3Ph/.5Hp/MS/1725RP | EA | 668.5 | 53514276829 | 30 | LB
150970 | Housing,Mtr-&Str 230V/3Ph/.5Hp/MS/1725RP | EA | 724.5 | 53514276843 | 30 | LB
150971 | Housing,Mtr-&Str 460V/3Ph/.5Hp/MS/1725RP | EA | 721.5 | 53514276867 | 30 | LB
150972 | Housing,Mtr-&Str 575V/3Ph/.5Hp/MS/1725RP | EA | 707 | 53514276904 | 29.5 | LB
150973 | Housing,Mtr-&Str 200V/1Ph/1Hp/MS/1725RP | EA | 669.5 | 53514276928 | 31 | LB
150974 | Housing,Mtr-&Str 230V/1Ph/1Hp/MS/1725RP | EA | 665 | 53514276942 | 31 | LB
150975 | Housing,Mtr-&Str 200V/3Ph/1Hp/MS/1725RP | EA | 721.5 | 53514276966 | 30 | LB
150976 | Housing,Mtr-&Str 230V/3Ph/1Hp/MS/1725RP | EA | 738.5 | 53514276980 | 30 | LB
150977 | Housing,Mtr-&Str 460V/3Ph/1Hp/MS/1725RP | EA | 735.5 | 53514277000 | 30 | LB
150978 | Housing,Mtr-&Str 200V/1Ph/3Hp/MS/1725RP | EA | 851 | 53514277024 | 34 | LB
150979 | Housing,Mtr-&Str 230V/1Ph/3Hp/MS/1725RP | EA | 845 | 53514277062 | 32 | LB
150980 | Housing,Mtr-&Str 200V/3Ph/3Hp/MS/1725RP | EA | 925 | 53514277086 | 30 | LB
150981 | Housing,Mtr-&Str 230V/3Ph/3Hp/MS/1725RP | EA | 943 | 53514277109 | 30 | LB
150982 | Housing,Mtr-&Str 460V/3Ph/3Hp/MS/1725RP | EA | 940 | 53514277123 | 30 | LB
150983 | Housing,Mtr-&Str 575V/3Ph/3Hp/MS/1725RP | EA | 951 | 53514277147 | 29 | LB
150989 | Rebuild Kit "3282"/Ball Bearing | EA | 454 | 53514277208 | 6 | LB
150990 | Rebuild Kit "280"/3Ph/Auto/Ball Bearing | EA | 216 | 53514277222 | 6 | LB
150991 | Housing,Mtr-&Str 230V/3Ph/.5Hp/Auto/1725 | EA | 732.5 | 53514276652 | 29 | LB
150992 | Housing,Mtr-&Str 230V/3Ph/1Hp/Auto/1725R | EA | 811.5 | 53514277185 | 33 | LB
150993 | Rebuild Kit,Sgl Sl/404-405/Na/1&3Ph/Bal | EA | 185 | 53514277246 | 6 | LB
150994 | Rebuild Kit,Dbl Sl/1&3Ph/4405/Ball Beari | EA | 220.5 | 53514277260 | 6 | LB
150997 | Housing,Mtr-&Str 575V/3Ph/1Hp/1725RPM/( | EA | 595 | 53514278366 | 29 | LB
151058 | Coupling,Rubber/.75"/Flexible W-Clamps | EA | 9 | 53514337018 | 0.15 | LB
151061 | Fitting,Adapter/1"FPT X 1"Hose Barb/Pvc | EA | 17.5 | 53514339609 | 0.1 | LB
151063 | Pipe,Pvc .75" X 2.75"/Sch 40 | EA | 12 | 53514339616 | 0.08 | LB
151068 | Cord Term&Seal 115V/1Ph/50'/12Ga/NA/Glan | EA | 383 | 53514278144 | 18.6 | LB
151073 | Module,Connecting For 10-1108 Panel | EA | 7 | 53514279219 | 0.5 | LB
151074 | Label,Fusion-Valve Legend for Systems ZF | EA | 41.5 | 53514345112 | 0.01 | LB
151078 | Seal,Pump Hsg/Viton | EA | 13.5 | 53514369316 | 0.5 | LB
151087 | Cover & Cord 35'/115V/1Ph/NA/16 Ga | EA | 350.5 | 53514283872 | 12.9 | LB
151089 | Rotor & Brg Asm 575V/3Ph/1Hp/1725 RPM/Up | EA | 194 | 53514281656 | 4 | LB
151090 | Rotor & Brg Asm 575V/3Ph/1Hp/DS/1725 RP | EA | 225 | 53514281670 | 4 | LB
151096 | Module, Linking For 10-1108 Panel | EA | 40 | 53514280055 | 0.5 | LB
151115 | Cover & Cords 3Ph/25'/16-4/MS | EA | 382 | 53514282219 | 15 | LB
151116 | Switch,Motor Protective for Rhombus Pane | EA | 284.5 | 53514282257 | 2 | LB
151126 | Transformer, 575V to 115V for 10-2664 Pa | EA | 377.5 | 53514283575 | 8 | LB
151147 | Cover & Cord 75'/200/230/460/575/3Ph/"84 | EA | 1353 | 53514286460 | 23.5 | LB
151152 | Rotor & Brg Asm 200/230/460/575V/1&3Ph/X | EA | 525 | 53514287252 | 7.1 | LB
151160 | Card,PLC for 10-2254 Panel | EA | 2639.5 | 53514287597 | 2 | LB
151209 | Diaphragm,Blower Alita AL250/DRK120X2 | EA | 687 | 53514374945 | 1.6 | LB
151210 | Blower,AL-120 Single Pump Core for Fusio | EA | 2627.5 | 53514294984 | 22 | LB
151214 | Asm, Beacon For Rhombus Panel 10-1044 | EA | 74.5 | 53514287696 | 2 | LB
151216 | Caulk, Silicone II/Kitchen & Bath/9.8oz/ | EA | 36.5 | 53514287818 | 0.3 | LB
151223 | Cordage Term&Seal 50'/200V/1Ph/Na/"820/6 | EA | 118 | 53514287993 | 6.6 | LB
151225 | Plate,Access-18"Dia/3"Hole(W-2"Psl)/2-1/ | EA | 325.5 | 53514288037 | 11 | LB
151226 | Plate,Access-18"Dia/4"Hole(W-3"Psl)/2-1/ | EA | 325.5 | 53514288051 | 11 | LB
151236 | Asm,Stem/Disk Multizone/4000 Series/Stan | EA | 49 | 53514288617 | 2 | LB
151238 | Basin,Sink Pump "Dp/Pd" White/Injectio | EA | 48 | 53514300555 | 2.5 | LB
151239 | Cover,Sink Pump "Dp/Pd" White/Injectio | EA | 25 | 53514300579 | 1.15 | LB
151241 | Cap,1.5"Tubular White | EA | 2.5 | 53514320935 | 0.2 | LB
151258 | Asm,Vacuum Breaker/K-Rain 6000 Series | EA | 30 | 53514291174 | 1 | LB
151262 | Cord Term&Seal 33'/220V/1Ph/H07RN-F3G1, | EA | 137.5 | 53514294175 | 3.5 | LB
151263 | Cord Term&Seal 33'/220V/1Ph/H07RN-F3G1, | EA | 138 | 53514294182 | 3.5 | LB
151264 | Case Switch & Cord 33'/220V/1Ph/H07RN-F3 | EA | 395.5 | 53514294205 | 13.5 | LB
151265 | Cover & Cord 33'/220V/1Ph/H07RN-3G1,5/(U | EA | 329.5 | 53514294229 | 14 | LB
151304 | Alarm,Flasher | EA | 68 | 53514292270 | 3 | LB
151312 | Seal,Cord-Asm/H07RN-F3G1,5/Cord | EA | 3 | 53514294243 | 0.02 | LB
151322 | Cord Term&Seal 220V/8'/H07RN-F3G1,5/13A/ | EA | 84.5 | 53514295226 | 1.4 | LB
151323 | Cord,Term&Seal 220V/33'/H07RN-F3G1,5/13A | EA | 135 | 53514295264 | 1.4 | LB
151324 | Seal,Cord-Asm/CE listed | EA | 6.5 | 53514295301 | 0.02 | LB
151325 | Rebuild Kit "53/55"/CE listed(7/92 Thr | EA | 131.5 | 53514295325 | 4 | LB
151326 | Rebuild Kit "98/CE listed(11/90 Thru Cur | EA | 106.5 | 53514295363 | 4 | LB
151334 | Housing,Mtr-&Str 220/1Ph/50Hz/137/267/C | EA | 400.5 | 53514295387 | 15 | LB
151335 | Rebuild Kit "130/260"/CE listed (06/09 T | EA | 133.5 | 53514295400 | 4 | LB
151338 | Cord Term&Seal 220V/33'/H07RN-F3G1,5/13A | EA | 137 | 53514295448 | 1.1 | LB
151349 | Cover & Cords 20'/14-6/Sen 16-3/Grinder/ | EA | 1273.5 | 53514356958 | 24.5 | LB
151353 | Rotor & Brg Asm/200-575V/3Ph/2Hp/Grinde | EA | 444.5 | 53514295721 | 3 | LB
151355 | Housing, Mtr-&Str 200V/1Ph/2Hp/Grinder/E | EA | 1726 | 53514356965 | 55 | LB
151360 | Oil, Dieletctric - (82oz) | EA | 67 | 53514295745 | 5 | LB
151361 | Adapter Asm Grinder/Ex Pr | EA | 449 | 53514295769 | 3.5 | LB
151362 | Plate, Seal Asm Grinder/Ex Pr | EA | 359.5 | 53514295783 | 4 | LB
151363 | Rebuild Kit, Ex Pr/840-842/1&3 Ph | EA | 299.5 | 53514295806 | 6 | LB
151364 | Rebuild Kit, Ex Pr/7011-7013/1&3 Ph | EA | 385.5 | 53514295820 | 6 | LB
151365 | Seal,Shaft-Asm/Sc Stat/Carbon Rotary/Bu | EA | 94.5 | 53514295844 | 0.3 | LB
151382 | Valve,Backwash/2" Jandy 5 Port Never Lub | EA | 898.5 | 53514294908 | 13 | LB
151388 | Screw,.25-20 X .75"Sh Cap 316 SS | EA | 1.5 | 53514295486 | 0.01 | LB
151389 | Cover & Cord 25'Cd/12-4/Sen 18-5/140 Fra | EA | 1476 | 53514295509 | 38 | LB
151407 | Hub Alum 10"/Curved For 60" Dia Basins | EA | 1005.5 | 53514296551 | 10 | LB
151409 | Lid,24"Dia Riser/Honeycomb Design | EA | 292.5 | 53514429881 | 11 | LB
151411 | Carton,507 Preassembled/M53 and M98 | EA | 24 | 53514308513 | 2.54 | LB
151414 | Pipe,Pvc 18"Dia X 3' Ultra Ribbed/Clarus | EA | 275.5 | 53514320980 | 34.5 | LB
151426 | Pipe,Pvc 24"Dia X 6" Ultra Rib | EA | 183 | 53514298494 | 28 | LB
151430 | Seal,Shaft 2.125 Id SC-SC (Viton)/Lower | EA | 1193.5 | 53514296810 | 0.3 | LB
151431 | Pipe,Pvc 18"Dia X 6" Ultra Rib | EA | 65.5 | 53514319625 | 5.75 | LB
151445 | Label,Fusion-Valve Legend for Systems/11 | EA | 45 | 53514345105 | 0.01 | LB
151452 | Cord Term&Seal 220V/8'/H07RN-F3G1,5/13A/ | EA | 85 | 53514301897 | 1.4 | LB
151453 | Cord,Term&Seal 220V/33'/H07RN-F3G1,5/13A | EA | 135.5 | 53514301910 | 1.4 | LB
151460 | Cord,Term&Seal 220V/33'/H07RN-F3G1,5/13A | EA | 133.5 | 53514301934 | 1.4 | LB
151471 | Rebuild Kit "264/International (05/09 Th | EA | 77.5 | 53514302016 | 4 | LB
151473 | Cover & Cord 230V/1Ph/Na/"7010" | EA | 382.5 | 53514298968 | 14.1 | LB
151474 | Cover & Cord 200V/1Ph/Na/"7010" | EA | 352 | 53514298982 | 14.1 | LB
151475 | Cover, Cord & Flt Sw/230V/1Ph/"7010" | EA | 562.5 | 53514299002 | 15.2 | LB
151476 | Cover, Cord & Flt Sw/200V/1Ph/"7010" | EA | 637.5 | 53514299026 | 15.2 | LB
151477 | Rebuild Kit 1 & 3Ph/"7008-7010"/("03/11- | EA | 276 | 53514299040 | 6 | LB
151478 | Cover & Cord 200/230V/1Ph/"7011" | EA | 520.5 | 53514299064 | 16 | LB
151479 | Cover & Cord 200/230/460/575V/3Ph/"7011/ | EA | 510.5 | 53514299088 | 15.7 | LB
151480 | Rebuild Kit, 3Ph/"7011/7012/7013"/("03/1 | EA | 463.5 | 53514299101 | 5 | LB
151481 | Rebuild Kit, 1PH/"7011/7012/7013"/("03/1 | EA | 469 | 53514299163 | 5 | LB
151482 | Cover & Cord 200/230V/1Ph/"7012/7013" | EA | 487.5 | 53514299187 | 14.2 | LB
151483 | Ring,Lock .96Id Neoprene 75-85 Duro | EA | 68.5 | 53514299347 | 0.01 | LB
151485 | Cover & Cord 230V/1Ph/Na/16-3/Brass Glan | EA | 298 | 53514299224 | 12.3 | LB
151487 | Cord Term&Seal 230V/1Ph/15A/20'/16-3/Na/ | EA | 103 | 53514299262 | 1.33 | LB
151488 | Rebuild Kit, E/PC Grinder "7020/7021"/(3 | EA | 474.5 | 53514299286 | 3.2 | LB
151489 | Cover & Cord/200/230V/1Ph/Man Run/"7020/ | EA | 293.5 | 53514299309 | 13.1 | LB
151490 | Cordage Tem&Seal 200/230V/1Ph/20'/Man Ru | EA | 107 | 53514299323 | 3.6 | LB
151528 | Switch & Cord,Float-Vfs/"Y-Splice"/Whit | EA | 255.5 | 53514300036 | 2.1 | LB
151531 | Impeller-Mach Vtx 5.1875" 61HD | EA | 318.5 | 53514300258 | 4.5 | LB
151532 | Impeller-Mach Vtx 4.4375" 61HD | EA | 318.5 | 53514300272 | 4 | LB
151535 | Seal,Cord-Asm/Korean/"53/57" | EA | 6.5 | 53514301958 | 0.2 | LB
151536 | Rebuild Kit "53"/Korean(7/92 Thru Curren | EA | 97 | 53514302139 | 4 | LB
151539 | Cord Term&Seal 200V/16-3 Korean/13'6"/E- | EA | 54 | 53514301972 | 1.6 | LB
151543 | Rebuild Kit "57"/Korean(7/92 Thru Curren | EA | 95 | 53514302153 | 4 | LB
151546 | Cord Term&Seal 200V/16-3 Korean/13'6"/E- | EA | 54.5 | 53514301996 | 1.6 | LB
151547 | Rebuild Kit "130/260"/Korean (05/95 Thr | EA | 123.5 | 53514302160 | 4 | LB
151552 | Rebuild Kit "264"/Korean (09/97 Thru Cur | EA | 75 | 53514302184 | 4 | LB
151557 | Arm & Seal Asm/Viton "50" | EA | 28.5 | 53514302207 | 0.2 | LB
151562 | Distal Pressure,Asm .75"/Splitter Adj To | EA | 79.5 | 53514300456 | 2 | LB
151563 | Coupling,Rubber W-Hose Clamp/White | EA | 25.5 | 53514300173 | 1 | LB
151566 | Distal Pressure,Asm 1"/Male Connector | EA | 81.5 | 53514300470 | 2 | LB
151567 | Distal Pressure,Asm 1.5"/Male Connector | EA | 82.5 | 53514300494 | 2 | LB
151568 | Distal Pressure,Asm 1.25"/Female Connect | EA | 84 | 53514300517 | 2 | LB
151569 | Distal Pressure,Asm 1.25"/Male Connector | EA | 86 | 53514300531 | 2 | LB
151577 | Cord Term&Seal 115V/25'/16-3 SOW-A/Bras | EA | 108.5 | 53514300616 | 2 | LB
151586 | Fitting,Pvc 1.5" 90D El/Sch 80 | EA | 9.5 | 53514301057 | 0.35 | LB
151594 | Moisture probe Yeoman 250 fr service par | EA | 275.5 | 53514302795 | 0.4 | LB
151612 | Hose,1.5" Rubber Coupling/White | EA | 3 | 53514304874 | 0.2 | LB
151617 | Stator,Pump/Hydraulic/(Pc Grinder) | EA | 109.5 | 53514339296 | 1 | LB
151618 | Plate,Mounting-Mach/4"D. Flygt Retro. 71 | EA | 619.5 | 53514304898 | 24.5 | LB
151632 | Seal,O-Ring for 30-0218 Ball Valve | EA | 13.5 | 53514306090 | 1 | LB
151643 | Cordage & Terminals/25'Cd/Sensor 18-5/18 | EA | 168.5 | 53514306939 | 2 | LB
151644 | Cordage & Terminals/25'Cd/8-4/F6222 | EA | 519 | 53514306953 | 17 | LB
151645 | Cordage & Terminals/25'Cd/12-4/F6222 | EA | 266 | 53514306977 | 17 | LB
151646 | Disconnect,1.25"V/Brass/Plate Asm/EZ- | EA | 1139.5 | 53514307332 | 12 | LB
151661 | Hub W-Out Seal-Fg/4"/Curved/For 36"- 72" | EA | 95.5 | 53514307639 | 6 | LB
151681 | Transformer,220V/380V/440V/50Hz | EA | 1127.5 | 53514307813 | 5 | LB
151688 | Coupling,rubber-1" | EA | 10 | 53514420529 | 0.2 | LB
151692 | N801 115V/1Ph/Service Part | EA | 960 | 53514309619 | 23 | LB
151698 | Disconnect,Base Elbow/EZ-Out/3" NPT | EA | 1600.5 | 53514308872 | 34 | LB
151699 | Board,Plc-Circuit/Rhombus Control Panel | EA | 4493.5 | 53514308957 | 3 | LB
151700 | Screen,Touch/Rhombus Control Panel | EA | 4160 | 53514308971 | 3 | LB
151706 | Capacitor & Clamp Asm/45uF/440Vac | EA | 81 | 53514309497 | 0.6 | LB
151708 | Rod,Float-Guide/Short/Water Powered Pump | EA | 8.5 | 53514312084 | 0.0001 | LB
151710 | Terminal,Female Inserts/6 Pin/Han6E-M-S/ | EA | 59 | 53514384081 | 0.0037 | LB
151713 | Seat,Nozzle/Water Powered Pump/Model 503 | EA | 12.5 | 53514310134 | 0.01 | LB
151717 | U-Bolt,S.S./1.25" Pipe/W-Nuts | EA | 430.5 | 53514310349 | 0.114 | LB
151723 | Filter, Screen Geoflow/Replacement for P | EA | 55 | 53514310059 | 2 | LB
151741 | Flapper Asm 1.25" and 1.5" CI Unicheck/H | EA | 38 | 53514311070 | 0.35 | LB
151742 | Flapper Asm 2"Female NPT Check/HiTemp | EA | 59.5 | 53514311087 | 0.4 | LB
151749 | Cord,Term&Seal 220V/33'/H07RN-F3G1,5/13A | EA | 104 | 53514311247 | 3 | LB
151750 | Cord,Term&Seal 220V/33'/H07RN-F3G1,5/13A | EA | 104.5 | 53514311254 | 3 | LB
151752 | Impeller-Mach "841/6841" Trimmed 4.50" | EA | 588 | 53514311315 | 5 | LB
151760 | Bracket, Pump-Suspended/24"deep/Mini-Gri | EA | 690.5 | 53514314712 | 3 | LB
151764 | Screen,Touch/Rhombus Control Panel | EA | 3319.5 | 53514311988 | 3 | LB
151771 | Cover-Mach 12-14Ga Cd/Gland/Black | EA | 190.5 | 53514312442 | 10.75 | LB
151773 | Adapter-Mach160-400/Black | EA | 123.5 | 53514312459 | 13 | LB
151774 | Housing,Pump-Mach "290 Series"/Black | EA | 204 | 53514312466 | 15.5 | LB
151785 | Flange-Mach 2"NPT/Black | EA | 40 | 53514312428 | 4.3 | LB
151786 | Flange-Mach 3"NPT/Black | EA | 62.5 | 53514312435 | 3 | LB
151805 | Kit,Float rod asm "202/203" | EA | 37 | 53514326258 | 1.05 | LB
151822 | Ring, Snap Lower/Yeomans C5-1-71 | EA | 43 | 53514313531 | 0 | LB
151823 | Ring, Snap Upper/Yeomans C5-1-68 | EA | 9.5 | 53514313548 | 0 | LB
151824 | Seal, Lower/Yeomans C3-2-288 | EA | 484 | 53514313555 | 0 | LB
151828 | Fuse,2A 250V Midget/SJE 1029158 | EA | 124 | 53514313616 | 0.002 | LB
151829 | Fuse,10A Class CC,1 8/SJE 1029157 | EA | 26.5 | 53514313623 | 0.001 | LB
151837 | Cover & Cords 3Ph/35'/16-4/MS | EA | 434 | 53514313722 | 15 | LB
151846 | Hardware Pak,18"Dia/2V1D/Sim/915 System | EA | 184.5 | 53514314644 | 1 | LB
151847 | Switch,Mech Flt/SPB/115V/15'Cd/13Amp/.5H | EA | 141.5 | 53514314651 | 2.25 | LB
151848 | Discharge Asm,1"PVC/915 System | EA | 133 | 53514314668 | 2.35 | LB
151849 | Cover,S-Asm/-18"Dia/2V1D/10'T/Painted/91 | EA | 625 | 53514314682 | 11 | LB
151850 | A-Pak,Asm/120V/1Ph/50/60Hz/15' Mfs/Nem | EA | 412 | 53514314699 | 4.25 | LB
151877 | Conduit-Mach 35' "HT" | EA | 754.5 | 53514376567 | 1.5 | LB
151880 | Leadwire Asm 66' #2-4 Awg | EA | 5407 | 53514315092 | 90 | LB
151881 | Leadwire Asm 75' #2-4 Awg | EA | 5931.5 | 53514315108 | 100 | LB
151891 | Seal Asm,915 system/10' stack | EA | 67.5 | 53514315405 | 0.565 | LB
151892 | Circuit Board,Control Rhombus P/N 101103 | EA | 556.5 | 53514315412 | 1 | LB
151893 | Disconnect,Switch Body Rhombus P/N | EA | 303 | 53514315429 | 1 | LB
151907 | U-Bolt,915 Grinder System | EA | 16.5 | 53514316167 | 0.125 | LB
151917 | Screw,.313-18 X 1.25" SS Socket Head Scr | EA | 3 | 53514316327 | 0.01 | LB
151921 | Starter,Box Magnetic/Dial Overloads/200- | EA | 389 | 53514316464 | 8 | LB
151922 | Pump, End for 55Gpm/7 Stage/4" | EA | 699.5 | 53514316471 | 25 | LB
151923 | Motor,200V/3PH/3HP/4" Submersible | EA | 2253.5 | 53514316488 | 44 | LB
151932 | Switch,Vert Float "260/270"(PF&QJ)/H07RN | EA | 103.5 | 53514318314 | 0.5 | LB
151935 | Pipe,Pvc 1.25" X 19" Sch 40 | EA | 18.5 | 53514420567 | 0 | LB
151939 | Hardware Pak,18"Dia/2V1.25D/Sim/915 Syst | EA | 200.5 | 53514317706 | 1 | LB
151940 | Discharge Asm,1.25"PVC/915 System | EA | 130.5 | 53514317713 | 2.35 | LB
151941 | Cover,S-Asm/-18"Dia/2V1.25D/10'T/Painte | EA | 384 | 53514317720 | 11 | LB
151946 | Fitting,S.S. 2" 45D Elbow/FPT X FPT | EA | 56.5 | 53514317393 | 2 | LB
151948 | Seal, Cord 180 Frame/H07RN-F4G4 CE Cord | EA | 14.5 | 53514320812 | 5.5 | LB
151951 | Cover,S-Asm/-18"Dia/2or3V1.25D/10'T/Pain | EA | 585.5 | 53514318680 | 11 | LB
151954 | Cover & Cords 50'/14-4/Sen 18-5/Grinder/ | EA | 1396 |  |  | LB
151955 | Kit,Lock Recessed Staple/Retrofit/USF Al | EA | 365 | 53514325527 | 6 | LB
151958 | Cord,50'/12-3G Turbine Pump/F&W | EA | 806 | 53514318277 | 13.1 | LB
151961 | Cover & Cordage Asm/3Ph/50'/16-4 SOW-A/P | EA | 341 | 53514318796 | 13.6 | LB
151977 | Cover & Cord 100'Cd/8-4/Sensor 18-5/18 | EA | 3201.5 | 53514319588 | 104 | LB
151989 | Reducer,Hex Bushing/Galv/3"X 2.5" | EA | 52.5 | 53514319816 | 5 | LB
152002 | Bracket,Contactor Rhombus P/N1012084 | EA | 13.5 | 53514320713 | 0.02 | LB
152011 | Seal,O-Ring EZ Out(115-4) For 1.25" & 1. | EA | 7 | 53514321109 | 0.002 | LB
152012 | Seal,O-Ring EZ Out(115-5) For 2" Close Q | EA | 7 | 53514321116 | 0.002 | LB
152013 | Seal,O-Ring EZ Out(115-6) For 3" Close Q | EA | 10 | 53514321123 | 0.002 | LB
152015 | Cord Term&Seal 15'/220V/1Ph/H07RN-F3G1, | EA | 76.5 | 53514321635 | 1.7 | LB
152016 | Cord Term&Seal 15'/220V/1Ph/H07RN-F3G1, | EA | 76.5 | 53514321642 | 1.7 | LB
152017 | Cord Term&Seal 15'/220V/1Ph/H07RN-F3G1, | EA | 110 | 53514321338 | 1.7 | LB
152018 | Cord Term&Seal 33'/220V/1Ph/H07RN-F3G1, | EA | 106.5 | 53514321727 | 3.5 | LB
152019 | Cord Term&Seal 33'/3Ph/H07RN-F4G1,5/CE | EA | 131.5 | 53514321659 | 4 | LB
152020 | Cord Term&Seal 20'/220V/1Ph/H07RN-F3G1, | EA | 155.5 | 53514321666 | 2.9 | LB
152021 | Cord Term&Seal 20'/220V/1Ph/H07RN-F3G1, | EA | 156 | 53514321673 | 2.9 | LB
152022 | Cord Term&Seal 10'/220V/1Ph/H07RN-F3G1, | EA | 55 | 53514321680 | 1.4 | LB
152023 | Cord Term&Seal 10'/220V/1Ph/H07RN-F3G1, | EA | 55 | 53514321697 | 1.4 | LB
152024 | Case Switch & Cord 15'/220V/1Ph/H07RN-F3 | EA | 334 | 53514321703 | 11.5 | LB
152025 | Case Switch & Cord 15'/220V/1Ph/H07RN-F3 | EA | 368 | 53514321710 | 0 | LB
152026 | Cover & Cord 15'/220V/1Ph/H07RN-F3G1,5/A | EA | 268.5 | 53514321741 | 12.6 | LB
152027 | Cover & Cord 33'/220V/1Ph/H07RN-F3G1,5/C | EA | 298.5 | 53514321765 | 14 | LB
152028 | Cover & Cord 33'/H07RN-F4G1,5/CE/3Ph | EA | 323 | 53514321772 | 15 | LB
152029 | Case Switch & Cord 20'/220V/1Ph/H07RN-F3 | EA | 413.5 | 53514321789 | 14 | LB
152030 | Cover & Cord 20'/220V/1Ph/H07RN-F3G1,5/N | EA | 347.5 | 53514321796 | 14 | LB
152031 | Case Switch & Cord 10'/220V/H07RN-F3G1, | EA | 313 | 53514321802 | 11.5 | LB
152032 | Cover & Cord 10'/220V/1Ph/H07RN-F3G1,5/C | EA | 340 | 53514321819 | 11.5 | LB
152033 | Case Switch & Cord 15'/220V/1Ph/H07RN-F3 | EA | 368 | 53514321826 | 11.5 | LB
152034 | Case Swtich & Cord 15'/220V/1Ph/H07RN-F3 | EA | 334.5 | 53514321833 | 11.5 | LB
152035 | Case Switch & Cord 10'/220V/1Ph/H07RN-F3 | EA | 313 | 53514321840 | 11.5 | LB
152036 | Rebuild Kit Single Seal/Auto/160-290/50H | EA | 200.5 | 53514321857 | 8 | LB
152037 | Rebuild Kit Single Seal/Auto/160-290/Bal | EA | 195 | 53514321864 | 8 | LB
152038 | Rebuild Kit Single Seal/NA/1&3Ph/160-29 | EA | 167 | 53514321871 | 8 | LB
152039 | Rebuild Kit Single Seal/NA/1&3Ph/160-29 | EA | 161 | 53514321888 | 8 | LB
152092 | Label,Cord-ID/Raw Stock/1.75 X1.25/Polye | EA | 0.5 | 53514462871 | 0.01 | LB
152094 | Fitting-Mach 1.25"X.75"/90D Elbow/Sch 40 | EA | 12.5 | 53514420543 | 0 | LB
152095 | Pipe,Pvc 30"Dia X 30" Ultra-Core | EA | 551 | 53514321963 | 85 | LB
152115 | Fitting,Connector 2" w/Oring/Arkal Unit( | EA | 36.5 | 53514325381 | 0.5 | LB
152116 | Fitting,Tee 2"/Arkal Unit (Netafim) | EA | 104 | 53514325398 | 0.6 | LB
152118 | WD270 230V/1Ph/Vfs(Service Part) | EA | 1105 | 53514323288 | 57 | LB
152119 | M53 25'Cd/115V/1Ph/cCSAus/(105 Dp-Ser | EA | 360 | 53514323295 | 22 | LB
152120 | M53 35'Cd/115V/1Ph/cCSAus/(105 Dp-Ser | EA | 390 | 53514323301 | 23 | LB
152139 | Seal,O-Ring-Basin | EA | 17 | 53514465643 | 0.01 | LB
152143 | Cover & Cord 33'Cd(10m)/H07RN-F4G4/Sen/ | EA | 2621.5 | 53514323042 | 50.5 | LB
152148 | Kit,Mounting/Rhombus Control Panel | EA | 488.5 | 53514323257 | 1 | LB
152154 | Cord Term&Seal 230V/25'/14-3 SO/1Ph/Nona | EA | 234.5 | 53514323905 | 4.4 | LB
152155 | Cordage Term&Seals/35'/16-4 SOW-A/3Ph/Po | EA | 191.5 | 53514323912 | 3.4 | LB
152188 | Light, Bulb UV/Salcor 3G | EA | 275.5 | 53514325923 | 0.4 | LB
152201 | Flange,Adapter 3" Weld On/Galv. | EA | 76 | 53514325466 | 9 | LB
152208 | Cover & Cord Asm 100'Cd/8-4/Sen 18-5/140 | EA | 2659.5 | 53514326128 | 62 | LB
152209 | Quickseam, Form Flash 12" X 50' | EA | 1378 | 53514326173 | 2 | LB
152210 | Quickseam, Form Flash 18" X 50'/EPDM | EA | 2189 | 53514326180 | 3 | LB
152211 | Adhesive, Splice (1 Gallon)/EPDM | EA | 215 | 53514326197 | 7.5 | LB
152217 | Distr Pipe Asm 1"X 132.5"W-.125"Orif 3.2 | EA | 204.5 | 53514326562 | 5 | LB
152238 | Contactor, Reverse/Telemecanique 4 Pol | EA | 328 | 53514327507 | 0.1 | LB
152239 | Contactor, Main/Telemecanique 4 Pole (N. | EA | 290.5 | 53514327491 | 0.1 | LB
152243 | Cord Term&Seal/15'/220V/1Ph/H07RN-F3G1, | EA | 110.5 | 53514327835 | 0.01 | LB
152246 | Hub & Seal-Alum/12"/Curved/For 60" | EA | 1301 | 53514327613 | 15 | LB
152249 | Hoist,Mount-Floor Type Socket/S.S. | EA | 1002.5 | 53514327927 | 25 | LB
152251 | Impeller 3Ph "495" | EA | 279.5 | 53514329198 | 2 | LB
152252 | Rotor & Brg 380V/3Ph/2Hp/3450Rpm/495/Upp | EA | 284.5 | 53514329204 | 6 | LB
152253 | Rebuild Kit K495/Ball Bearing | EA | 161 | 53514329211 | 6 | LB
152257 | Control,Flow Package/F&W | EA | 55.5 | 53514328122 | 0 | LB
152258 | Terminal Block,Pump/Control Rhombus P/N | EA | 10 | 53514328146 | 0.02 | LB
152268 | Case Switch & Cord/1Ph/12-5/Auto/ExPr/ | EA | 982.5 | 53514350734 | 26 | LB
152269 | Switch Asm "X282" | EA | 41.5 | 53514350741 | 0.1 | LB
152270 | Switch Asm "X160/X180/X284/X290" | EA | 41 | 53514342654 | 1 | LB
152271 | Wire Pkg(5)Wires/Auto/Ex Pr/X160-X290 | EA | 24.5 | 53514350758 | 0.5 | LB
152272 | Rebuild Kit/Ex Pr/Single Seal/Auto | EA | 149.5 | 53514350772 | 9 | LB
152291 | Rotor & Brg Asm/200/230/460V/3Ph/1Hp/DS/ | EA | 527.5 | 53514328924 | 9 | LB
152292 | Pipe,Pvc 1.5" X 24" Sch 40 | EA | 24 | 53514329181 | 1.5 | LB
152293 | Asm, Union 2" (for 30-0042 & 30-0043) | EA | 15 | 53514329051 | 0.3 | LB
152294 | Asm, Union 1-1/2" (for 30-0040 & 30-0041 | EA | 26.5 | 53514329068 | 0.3 | LB
152306 | Cord,Term&Seal 220V/33'/H07RN-F3G1,5/13 | EA | 133 | 53514330460 | 1.4 | LB
152307 | Seal,Cord-Asm | EA | 5 | 53514330477 | 0.02 | LB
152308 | Seal,Cord-Asm/H07RN-F3G1,5/Cord | EA | 3 | 53514330484 | 0.02 | LB
152309 | Cord Term&Seal 220V/8'/H07RN-F3G1,5/13A/ | EA | 83 | 53514330491 | 1.4 | LB
152320 | Washer, Flat - SS .265 ID X .502 OD X .0 | EA | 0.5 | 53514330385 | 0.01 | LB
152340 | Switch,Vert Float-Asm "WM266" W/ Float & | EA | 144.5 | 53514330705 | 2 | LB
152345 | Rebuild Kit "371"(03/09 Thru Current) | EA | 74 | 53514331108 | 4 | LB
152346 | Base Asm "371" | EA | 7.5 | 53514331115 | 0.5 | LB
152348 | Cord Term&Seal 230V/15A/20'/16-3/Na | EA | 94.5 | 53514331122 | 2.6 | LB
152350 | Rebuild Kit-International "371"(12/10 Th | EA | 670 | 53514331139 | 26.5 | LB
152351 | Tie,Cable-SS (5/16") w-Rubber Cushion | EA | 3 | 53514420581 | 0.01 | LB
152352 | Connector,12 Pin W-18" Leads/For Control | EA | 155 | 53514330842 | 1 | LB
152357 | Ring, Poly Suction/Yeomans 97817281/(4" | EA | 667 | 53514330897 | 0 | LB
152368 | Disconnect, Elbow-Mach/2"D | EA | 384.5 | 53514342326 | 26.5 | LB
152369 | Disconnect, Elbow-Mach/3"D | EA | 557.5 | 53514350253 | 36 | LB
152372 | Plate, Carrier-Mach/2" | EA | 263 | 53514346430 | 9.5 | LB
152373 | Plate, Carrier-Mach/1.25&1.5" | EA | 283 | 53514346447 | 9.5 | LB
152379 | Elbow, Rail-Mach/1.25"V | EA | 113 | 53514346454 | 2.9 | LB
152380 | Elbow, Rail-Mach/1.50"V | EA | 170 | 53514346461 | 3 | LB
152381 | Elbow, Rail-Mach/2"V | EA | 125 | 53514346478 | 3.7 | LB
152382 | Elbow, Rail-Mach/3"V | EA | 340.5 | 53514367091 | 8 | LB
152384 | Screw,.313-18 X 1.75"/Sh Cap/SS | EA | 1 | 53514342265 | 0.01 | LB
152385 | Seal, O-Ring(031) Buna-N | EA | 0.5 | 53514342272 | 0.002 | LB
152386 | Seal, O-Ring(035) Buna-N | EA | 0.5 | 53514342289 | 0.002 | LB
152387 | Seal, O-Ring(333) Buna-N | EA | 1 | 53514342296 | 0.002 | LB
152388 | Seal, O-Ring(042) Buna-N | EA | 3 | 53514350260 | 0.0018 | LB
152389 | Seal, O-Ring(341) Buna-N | EA | 6.5 | 53514350277 | 0.018 | LB
152392 | Plate, Carrier-Mach-Brass/2" | EA | 1058.5 | 53514344245 | 11 | LB
152393 | Plate, Carrier-Mach-Brass/1.25&1.5" | EA | 877.5 | 53514344252 | 11 | LB
152396 | Elbow, Rail-Mach/Progressing Cavity/1.25 | EA | 169 | 53514344269 | 3.5 | LB
152398 | Cordage & Term/HT/15'/16-3 SOW-A/Nonaut | EA | 54 | 53514331481 | 1.5 | LB
152399 | Cordage Cond&Sls/HT/15'/16-3 SOW or SOOW | EA | 580.5 | 53514331498 | 2.5 | LB
152400 | Cordage Cond&Sls/W-Coverhdl&Hsg/15'/16- | EA | 862 | 53514331504 | 19.5 | LB
152402 | Rotor & Brg Asm 200/230V/1Ph/1Hp/DS/345 | EA | 179 | 53514331719 | 5 | LB
152403 | Rotor & Brg Asm 200/230/460/575V/3Ph/1H | EA | 211.5 | 53514331726 | 5.5 | LB
152408 | Cable,Lifting/SS/35'Lg/.25"Dia | EA | 355.5 | 53514423506 | 7 | LB
152410 | Rotor & Brg Asm/575V/3Ph/X284 | EA | 493 | 53514350789 | 9 | LB
152415 | Cord Term&Seal 230V/1Ph/35'/15A/14-3/NA/ | EA | 309.5 | 53514332051 | 6.1 | LB
152421 | Cover & Cordage/50'/14-4/Sen 18-5/Grinde | EA | 1823 | 53514332259 | 12 | LB
152431 | Circuit Board,Control Rhombus P/N 101052 | EA | 532 | 53514332747 | 1 | LB
152438 | Flange,2"/Painted(No Threads) | EA | 24.5 | 53514333874 | 3 | LB
152439 | Flange,3"/Painted(No Threads) | EA | 43 | 53514333881 | 3 | LB
152441 | Battery Box Asm (Box and Cover) | EA | 43.5 | 53514347642 | 1.7 | LB
152442 | Vent Pipe Asm/4"/"Candy Cane"/w-Screen/4 | EA | 416 | 53514333096 | 4 | LB
152461 | Cord Term&Seal 115V/50'/12-3 SO/Auto/20A | EA | 427 | 53514333898 | 0 | LB
152462 | Bracket, Upper Guide-Mach. | EA | 67 | 53514346485 | 3.25 | LB
152469 | Disconnect,1.5"V/Galv/Plate Asm/EZ Out/3 | EA | 950 | 53514334475 | 13 | LB
152470 | Cover & Cord 35'Cd/200/230V/1Ph/"7012/ | EA | 681.5 | 53514334390 | 15.3 | LB
152474 | Cover-Mach Std Cd or 3Ph/Black | EA | 137.5 | 53514334529 | 10.5 | LB
152477 | Housing,Pump-Mach/Black | EA | 179 | 53514334512 | 18.5 | LB
152488 | Cover & Cord 25'Cd/8-4/Sen18-5/HT/180Fr | EA | 2077.5 | 53514335557 | 50 | LB
152489 | Cover & Cord 35'Cd/8-4/Sen18-5/HT/180Fr | EA | 2290 | 53514335564 | 50 | LB
152490 | Cover & Cord 50'Cd/8-4/Sen18-5/HT/180Fr | EA | 2609 | 53514335571 | 50 | LB
152491 | Cover & Cord 35'Cd/12-4/Sen 18-5/HT/180F | EA | 1852.5 | 53514335588 | 50 | LB
152492 | Cover & Cord 50'Cd/12-4/Sen 18-5/HT/180F | EA | 2022.5 | 53514335595 | 50 | LB
152493 | Cover & Cord 25'Cd/4-4/Sen 18-5/HT/180 F | EA | 2598.5 | 53514335601 | 50 | LB
152494 | Cover & Cord 35'Cd/4-4/Sen 18-5/HT/180 F | EA | 3003.5 | 53514335618 | 50 | LB
152517 | Transducer,Submersible/40'/0-10 PSI (Rho | EA | 4367 | 53514335939 | 10 | LB
152518 | Stem,w-.025 Spring (Blue/Light)/4000 Ser | EA | 47 | 53514335960 | 0.1 | LB
152519 | Circuit Breaker,Square D/Qou120/15Amp/1- | EA | 62 | 53514336028 | 1 | LB
152522 | Board,Plc-Circuit/Rhombus Control Panel | EA | 6737.5 | 53514336172 | 3 | LB
152525 | Board,Plc-Circuit/Rhombus Control Panel | EA | 5272.5 | 53514336264 | 3 | LB
152526 | Bracket, Z-Rail Intermediate Guide Rail/ | EA | 786.5 | 53514459338 | 2 | LB
152527 | Bracket, Z-Rail Upper Guide Rail/S.S. | EA | 196.5 | 53514347673 | 2.75 | LB
152529 | Case Switch & Cord 66'(20M)/1Ph/14-5/Aut | EA | 1428.5 | 53514336479 | 37 | LB
152532 | Cover & Cord/Man Run/"810/815"R/14-5 | EA | 441 | 53514337155 | 13.1 | LB
152533 | Cordage Term&Seal/20'/14-5/Man Run/PC Gr | EA | 250 | 53514337162 | 3.6 | LB
152535 | PLC,Logo/Programmed LOGO Controller fo | EA | 1298 | 53514336547 | 3 | LB
152536 | Chip,Flash/Rhombus Control Panel | EA | 340 | 53514336554 | 3 | LB
152537 | Motor,460V/3P/15Hp/3450RPM/Ex Pr/TC-TC L | EA | 26953 | 53514337216 | 335 | LB
152558 | Cover & Cord/Man Run/"7020/7021"/20'/14- | EA | 445 | 53514337209 | 13.1 | LB
152579 | Alarm,Horn-Plastic/Rhombus P/N 1012033/ | EA | 68 | 53514337346 | 0.5 | LB
152587 | Kit,Flush Valve Replacement "202"/(1.28 | EA | 59 | 53514337827 | 1.3 | LB
152588 | Asm,Fill Valve w-Tube MD202/(1.28 GPF) | EA | 51 | 53514337834 | 1 | LB
152596 | Probe,Moisture/250 Frame/(Yeomans P/N | EA | 923.5 | 53514337704 | 1 | LB
152597 | Leadwire Asm 100' 14-2G SJOW-A(1/2 -1 1/ | EA | 620 | 53514337728 | 4 | LB
152598 | Switch,Motor Protective/Rhombus # 101792 | EA | 33 | 53514337735 | 1 | LB
152602 | Carton, 10 x 9 x 17 | EA | 23.5 | 53514456689 | 0.02 | LB
152603 | CAP,w/Gasket/Sim Tech Filter/STF-FC | EA | 67 | 53514337964 | 0.8 | LB
152607 | Seal,Drain Pump-Molded "104/105/106/110/ | EA | 13 | 53514339067 | 0.15 | LB
152611 | Hardware Pak,DP Basin/Hardware and Seal | EA | 34.5 | 53514339210 | 1 | LB
152612 | Hardware Pak,DP Basin/Hardware and Seal/ | EA | 34 | 53514339227 | 1 | LB
152614 | Seal,Drain Pump-Molded/White"105" | EA | 13 | 53514339074 | 0.15 | LB
152620 | Hardware Pak,DP Basin | EA | 22 | 53514339081 | 1.5 | LB
152621 | Hardware Pak,DP Basinl/White | EA | 21.5 | 53514339098 | 0.15 | LB
152638 | Stator 380V/3Ph/271/ZT | EA | 233.5 | 53514343361 | 9 | LB
152639 | Rotor 380V/3Ph/271/ZT | EA | 88 | 53514343378 | 9 | LB
152645 | Overload,Thermal For Rhombus Panel 10-33 | EA | 46.5 | 53514339050 | 1 | LB
152646 | Discharge Fittings and Filter/109 | EA | 54 | 53514339524 | 1 | LB
152647 | Hardware Pak-Cover and seal/109 | EA | 19 | 53514339531 | 0.5 | LB
152648 | Handle, Kit Basin SS/109 | EA | 53.5 | 53514339548 | 0.5 | LB
152649 | Inlet Fittings/109 | EA | 25 | 53514339562 | 0.2 | LB
152724 | Label,Cord-Warning/Blank Edge/ID Label/1 | EA | 1.5 | 53514462888 | 0.01 | LB
152725 | Float Switch Asm "202/203"/International | EA | 40 | 53514339753 | 2 | LB
152728 | Preassembled 507 (Propak) Pump and Pipin | EA | 304 | 53514340766 | 5.6 | LB
152732 | Cover & Cord 25'Cd/200/230/460V/3Ph/Grin | EA | 648.5 | 53514340018 | 18 | LB
152744 | Plate,Anti-Floatation/24"Dia/PSF/(31-121 | EA | 64.5 | 53514346577 | 2 | LB
152750 | Rebuild Kit,RE/PC Grinder/"810/815"/(3/1 | EA | 310 | 53514340520 | 3.2 | LB
152751 | Rebuild Kit, RE/PC Grinder/"7020/7021"/( | EA | 330.5 | 53514340537 | 3.2 | LB
152752 | Plate,Insp-10" W-(4) .50" Cord Grips/Ste | EA | 352 | 53514340568 | 5 | LB
152754 | Parts,Spare/6686-0005/(Bagram Airfield) | EA | 2233 | 53514340704 | 51 | LB
152755 | Parts,Spare/6685-0014/(Bagram Airfield) | EA | 2233 | 53514340711 | 51 | LB
152758 | Carton, Tank & Cover "202" (1.28 GPF) | EA | 62.5 | 53514340926 | 10 | LB
152761 | Elbow, Rail-Mach/2"V 71 Series | EA | 269 | 53514348137 | 3.2 | LB
152762 | Disconnect, 3"V/Plate-Carrier Asm/Z-Rail | EA | 636.5 | 53514367626 | 19.2 | LB
152763 | Disconnect, 3"V/Plate-Carrier Asm/Brass/ | EA | 1629 | 53514367633 | 8 | LB
152767 | Plate,Guide-EZ Out Rails/1.25"-3"/Brass | EA | 134.5 | 53514341008 | 2 | LB
152768 | Seal,Cord-Basin Cover/White/2Hl/W 1 Cut | EA | 1.5 | 53514352639 | 0.13 | LB
152769 | Cord, Cut & Strip-20'/H07RN-F4G1.5/YU-SH | EA | 105.5 | 53514341121 | 2.75 | LB
152771 | Pump, End for 11Gpm/5 Stage/Effluent | EA | 291.5 | 53514342661 | 5 | LB
152772 | Bracket, Z-Rail Lifting Wire Form/140 Se | EA | 78.5 | 53514346492 | 0.201 | LB
152773 | Kit,Rebuild Yeomans/320 Frame Motors | EA | 10478 | 53514341251 | 15 | LB
152774 | Impeller Br "270/4270" | EA | 141.5 | 53514362553 | 1.068 | LB
152776 | Pump, End for 11Gpm/7 Stage/Effluent | EA | 301.5 | 53514342678 | 7 | LB
152777 | Pump, End for 19Gpm/5 Stage/Effluent | EA | 302.5 | 53514342685 | 5 | LB
152778 | Pump, End for 19Gpm/7 Stage/Effluent | EA | 320.5 | 53514342692 | 7 | LB
152779 | Bracket, Z-Rail Lifting Wire Form/50,90, | EA | 78.5 | 53514346508 | 0.201 | LB
152787 | Pump, End for 27Gpm/4 Stage/Effluent | EA | 270.5 | 53514342708 | 5 | LB
152788 | Pump, End for 35Gpm/2 Stage/Effluent | EA | 448.5 | 53514342715 | 7.5 | LB
152789 | Pump, End for 35Gpm/3 Stage/Effluent | EA | 494.5 | 53514342722 | 8 | LB
152790 | Pump, End for 55Gpm/1 Stage/Effluent | EA | 420.5 | 53514342739 | 6 | LB
152791 | Pump, End for 85Gpm/1 Stage/Effluent | EA | 441.5 | 53514342746 | 7 | LB
152809 | Cord,250V/1.7m(5'7")/H07RN-F3G1,5/10A/Wh | EA | 19.5 | 53514367503 | 1 | LB
152829 | Disconnect, 2"V/Plate-Carrier Asm/Z-Rail | EA | 422 | 53514346515 | 13.2 | LB
152830 | Disconnect, 1.5"V/Plate-Carrier Asm/Z-Ra | EA | 478 | 53514346522 | 13.2 | LB
152831 | Disconnect, 1.25"V/Plate-Carrier Asm/Z-R | EA | 428.5 | 53514346539 | 12 | LB
152839 | Housing,Pump-Mach "270"/BSPT | EA | 274.5 | 53514344832 | 16.5 | LB
152840 | Flange-Mach 2"BSPT | EA | 38.5 | 53514344849 | 4.3 | LB
152841 | Housing,Pump-Mach "840"/BSPT | EA | 266 | 53514344856 | 11.76 | LB
152842 | Housing,Pump-Mach "841/7013"/BSPT | EA | 192.5 | 53514344863 | 12 | LB
152844 | Cover-Mach H07RN-F3G2,5 | EA | 133.5 | 53514342814 | 10.5 | LB
152845 | Case-Mach H07RN-F3G2,5 | EA | 134.5 | 53514342821 | 9.5 | LB
152859 | Fitting,Coupling 2" Cam Lock/Male/Polypr | EA | 28.5 | 53514343095 | 0.23 | LB
152860 | Fitting,Coupling 2" Cam Lock/Female/Poly | EA | 73.5 | 53514343101 | 0.7 | LB
152863 | Housing,pump-Mach "800" | EA | 211.5 | 53514347628 | 7.9 | LB
152864 | Hardware Pak, "507" Charger"/Switch Mode | EA | 2 | 53514343514 | 0.1 | LB
152866 | Screw,#6-32 X .5" Pan Hd/Phillips/SS | EA | 0.5 | 53514344498 | 0.002 | LB
152867 | Screw,#10-14X.75"Pan Hd/Phillips/Plastit | EA | 1.5 | 53514344504 | 0.002 | LB
152875 | Disconnect, 2"V/Plate-Carrier Asm/Brass/ | EA | 1217 | 53514344276 | 14.7 | LB
152876 | Disconnect, 1.5"V/Plate-Carrier Asm/Bras | EA | 1081.5 | 53514344283 | 0 | LB
152877 | Disconnect, 1.25"V/Plate-Carrier Asm/Bra | EA | 1025.5 | 53514344290 | 13.9 | LB
152878 | Disconnect, 1.25"H/Plate-Carrier Asm/Z-R | EA | 540 | 53514344306 | 13.182 | LB
152884 | Seal,O-Ring (033) | EA | 0.5 | 53514436957 | 0 | LB
152890 | Power Conditioning Unit/Control Panel/12 | EA | 2324 | 53514344924 | 2 | LB
152895 | Housing,Bearing Upper Asm/62HD/Single Vo | EA | 421 | 53514345211 | 22 | LB
152896 | Light,Indicator/Seal Fail/Rhombus P/N- | EA | 46.5 | 53514345358 | 1 | LB
152897 | Door,Panel/Rhombus P/N- | EA | 124 | 53514345365 | 3 | LB
152898 | Label,Seal Fail/Rhombus P/N- | EA | 20 | 53514345372 | 0.5 | LB
152899 | Charger,DC Asm/Switch Mode/Zco-Hilo/Serv | EA | 382.5 | 53514345600 | 4.1 | LB
152907 | Charger,DC Asm/Switch Mode/F&W-Star/Serv | EA | 383 | 53514345624 | 4.1 | LB
152910 | Impeller,W-Hdwe/Yeomans 6921HH Pump/11"O | EA | 10128.5 | 53514345549 | 60 | LB
152911 | Cover & Cord 75'Cd/12-4/Sen 18-5/140 Fra | EA | 1998 | 53514345563 | 55 | LB
152921 | Bracket,Anti-Rotate/PCG & Horz D 820-842 | EA | 62 | 53514345990 | 0.182 | LB
152923 | Board,Printed Circuit/Rhombus P/N- | EA | 513.5 | 53514345730 | 0.5 | LB
152926 | Control,Level Controller/Anne Wampey Pro | EA | 2806.5 | 53514345846 | 3 | LB
152928 | Cord,25'/14-3G Turbine Pump/F&W/Clarus | EA | 526.5 | 53514345945 | 5 | LB
152935 | Terminal,compression-Bent/8 AWG/#10 Stud | EA | 13 | 53514347611 | 0 | LB
152937 | Filter,Blower Alita 100-300/Replacement/ | EA | 14 | 53514346225 | 0.1 | LB
152938 | Diaphragm,Blower Alita 100-120/Par/Air F | EA | 366.5 | 53514346232 | 0.1 | LB
152939 | Diaphragm, Blower Alita AL150/DRK150/Pai | EA | 464 | 53514346249 | 0.1 | LB
152949 | Blower, Diaphragm Kit w/Filter/HiBlow/H | EA | 492 | 53514346676 | 0.465 | LB
152950 | Filter,Hi-Blow blower HP-60/80 | EA | 65 | 53514346683 | 0.01 | LB
152952 | Pump, End for 55Gpm/7 Stage/Effluent | EA | 850.5 | 53514346843 | 12 | LB
152955 | Carton, Model 508 DC Pump | EA | 6 |  |  | LB
152956 | Board,Circuit-Rhombus Control Panel/(10- | EA | 470 | 53514346935 | 1 | LB
152957 | Rebuild Kit,840-841/3Ph/NO OIL/(09/06- | EA | 273 | 53514346942 | 5 | LB
152962 | Pump, Model 508 12VDC/Service Part | EA | 424.5 | 53514347390 | 6.4 | LB
152969 | Fitting, Asm & Clamp "508" (Service Part | EA | 15.5 | 53514347413 | 0.19 | LB
152970 | Flapper Asm. (Service Part) | EA | 17 | 53514347406 | 0.5 | LB
152994 | Cord Term&Seal 115V/35'/16-3 SOW 15A/N14 | EA | 145.5 | 53514347666 | 3.26 | LB
152999 | Leadwire Asm 25' 14-2G SJOW-A(1/2 -1 1/2 | EA | 437.5 | 53514348489 | 2 | LB
153000 | Charger,DC Asm/Switch Mode/508 Aquanot/S | EA | 342 | 53514348427 | 4 | LB
153007 | Clamp,Worm Drive Hose/SAE 32/SS | EA | 2.5 | 53514348632 | 0.1 | LB
153027 | Cover & Cord 20'/220V/1Ph/16-3 SOW or SO | EA | 287 | 53514348519 | 12 | LB
153028 | Cord Term&Seal 20'/16-3 SOW/NA/WO Plug | EA | 96 | 53514348526 | 1.1 | LB
153029 | Case Switch & Cord 20'/220V/1Ph/16-3 SOW | EA | 334.5 | 53514348540 | 13 | LB
153030 | Cord Term&Seal 20'/220V/1Ph/16-3 SOW/Aut | EA | 87 | 53514348533 | 1.2 | LB
153031 | Cover & Cord 25'/220V/1Ph/18-3 SOW/WO Pl | EA | 308.5 | 53514348571 | 12 | LB
153032 | Cord Term&Seal 25'/18-3 SOW/WO Plug/NA | EA | 117.5 | 53514348564 | 1.1 | LB
153037 | Cover & Cordage/115V/1Ph/14Ga/20A/25'/N | EA | 392 | 53514348670 | 15.1 | LB
153038 | Cover & Cordage/115V/1Ph/14Ga/20A/25'/N | EA | 399 | 53514348687 | 15 | LB
153039 | Cover & Cordage/3Ph/16-4 SOW/25'/Vit Gas | EA | 328.5 | 53514348694 | 12.5 | LB
153046 | Cover & Cord Asm "N202/N800/N801" | EA | 105.5 | 53514349462 | 1 | LB
153047 | Kit,Electrical "202/800/801" | EA | 152 | 53514349455 | 1.05 | LB
153048 | Housing,Pump-Kit " ZT/801" | EA | 68.5 | 53514349479 | 1 | LB
153050 | Handle Asm "800" | EA | 69.5 | 53514349493 | 0.25 | LB
153051 | Housing,Pump-Kit "800" | EA | 259.5 | 53514349509 | 8 | LB
153052 | Kit,Cutter-Standard "202/800/801" | EA | 151 | 53514349516 | 1 | LB
153053 | Housing,Pump-Kit/w-Disch Pipe "202" | EA | 84.5 | 53514349523 | 3 | LB
153054 | Cover & Cord 100'Cd/12-4 SOW-A/140 Frame | EA | 1122 | 53514361983 | 45 | LB
153055 | Cover & Cord asm/White/15'Lg/"Y" Splice | EA | 269 | 53514349530 | 1 | LB
153056 | Cover & Cord asm/E-F Plug/Korean "WB202" | EA | 485 | 53514349547 | 3.63 | LB
153057 | Cover & Cord Asm/G Plug "WU202" | EA | 378.5 | 53514349592 | 3.2 | LB
153059 | Cover & Cord asm/I Plug "V202" | EA | 110 | 53514349622 | 1.415 | LB
153060 | Kit,Cutter-Premium "800" | EA | 170 | 53514349639 | 0.55 | LB
153067 | Cover & Cord asm/Black "Y" splice cord/N | EA | 394.5 | 53514349646 | 12.2 | LB
153068 | Switch & Cord,Float-Vfs/Black "Y" Splic | EA | 217 | 53514349653 | 10.64 | LB
153072 | Bulb,Light For 10-2148 Fusion Alarm Pane | EA | 62 | 53514349103 | 0.002 | LB
153074 | Cover & Cordage 3Ph/14-8/Ex Pr/25'/Pin/H | EA | 884.5 | 53514349318 | 24 | LB
153075 | Rotor & Brg Asm/200/230/460/575V/3Ph/.5H | EA | 439 | 53514349325 | 9 | LB
153084 | Ring,Wearing-Casing/Yeomans # 97817281 | EA | 1030.5 | 53514349967 | 0.25 | LB
153086 | Cover & Cord 25'Cd/12-4/Sensor 18-5/140 | EA | 847 | 53514350055 | 25 | LB
153088 | Cover & Cord 35'Cd/12-4/Sensor 18-5/140 | EA | 951.5 | 53514350062 | 25 | LB
153089 | Cover & Cord 50'Cd/12-4/Sensor 18-5/140 | EA | 1121 | 53514350079 | 25 | LB
153090 | Cover & Cord 75'Cd/12-4/Sensor 18-5/140 | EA | 1403.5 | 53514350086 | 25 | LB
153092 | Cover & Cord Asm 25'Cd/8-4/Sen 18-5/140 | EA | 1115 | 53514350130 | 32 | LB
153093 | Cover & Cord Asm 35'Cd/8-4/Sen 18-5/140 | EA | 1327.5 | 53514350147 | 32 | LB
153094 | Cover & Cord Asm 50'Cd/8-4/Sen 18-5/140 | EA | 1646.5 | 53514350154 | 32 | LB
153095 | Cover & Cord Asm 75'Cd/8-4/Sen 18-5/140 | EA | 2178 | 53514350161 | 32 | LB
153099 | Cover & Cordage 20'/H07RN-F3G2.5/NA/No P | EA | 416.5 | 53514352202 | 13 | LB
153100 | Cord Term&Seal 20'/H07RN-F3G2.5/NA/No Pl | EA | 196 | 53514461676 | 2 | LB
153101 | Cover & Cordage 33'/1Ph/H07RN-F3G1,5/CE/ | EA | 460.5 | 53514350529 | 0 | LB
153102 | Cover & Cordage 33'/230V/1Ph/H07RN-F3G1, | EA | 462 | 53514350536 | 52.02 | LB
153103 | Cord Term&Seal 33'/1Ph/H07RN-F3G1,5/CE/N | EA | 267 | 53514350512 | 52.02 | LB
153104 | Cover & Cordage 20'/1Ph/16-3 SOW/NA/No P | EA | 281.5 | 53514350543 | 1.97 | LB
153107 | Cord Term&Seal 33'/1Ph/H07RN-F3G1,5/CE/N | EA | 273 | 53514350550 | 52.02 | LB
153108 | Housing, Mtr-&Str 230V/1Ph/50Hz/PC Grind | EA | 859 | 53514350567 | 27.5 | LB
153109 | Cover & Cordage 20'/16-3 SOW/NA/No Plug | EA | 283.5 | 53514350574 | 12.7 | LB
153114 | Case Switch & Cord 20'/H07RN-F3G2.5/Aut | EA | 491 | 53514352417 | 13.11 | LB
153115 | Cord Term&Seal 20'/H07RN-F3G2.5/Auto/N | EA | 219 | 53514352400 | 2.5 | LB
153117 | Lug,Lifting/Steel/For FG Basin/Small Lug | EA | 115 | 53514350673 | 2 | LB
153121 | Cover & Cord 20'/H07RN-F4G1.5/Sensor H07 | EA | 851.5 | 53514352219 | 16 | LB
153122 | Cord Term&Seal 20'/H07RN-F4G1.5/Brass Gl | EA | 141 | 53514352226 | 5 | LB
153123 | Cord Term&Seal 20'/H07RN-F5G1/Brass Glan | EA | 320.5 | 53514352233 | 2.6 | LB
153124 | Rotor & Brg Asm 1Ph/2Hp/191/(06/95-05/08 | EA | 169 | 53514352387 | 5 | LB
153125 | Housing, Mtr-&Str 380V/3Ph/840 | EA | 1083.5 | 53514352394 | 47 | LB
153129 | Rotor,Shaft Asm/460V/3Ph/25HP/1750 RPM/ | EA | 9721 | 53514350963 | 40 | LB
153152 | Housing,Pump-Mach "807" | EA | 203 | 53514421953 | 9.171 | LB
153162 | Meter,Hour/Rhombus P/N 1033953 | EA | 161 | 53514351939 | 2 | LB
153173 | Drip Line,.5" X 500'Roll/24"Emitters/Geo | EA | 565.5 | 53514352240 | 20 | LB
153174 | Sleeve,Quartz (For 5090-0002) | EA | 596.5 | 53514352271 | 1 | LB
153175 | O-ring,Sleeve (For 5090-0002) | EA | 16.5 | 53514352288 | 0.2 | LB
153176 | Washer,For Teflon Sleeve (For 5090-0002) | EA | 33.5 | 53514352295 | 0.2 | LB
153199 | Kit, Parts/V202/Taiwan Only | EA | 505 | 53514352608 | 21.21 | LB
153200 | Kit,Electrical "V202"/Taiwan | EA | 148 | 53514352622 | 1 | LB
153203 | Disc, Cutter/SS/Round Holes/Grinder | EA | 151 | 53514352738 | 1.35 | LB
153204 | Cutter, SS/2 Blade/Single Dir/Grinder | EA | 162 | 53514352745 | 1.38 | LB
153205 | Screw, .25-20 X .875" Sh Cap SS | EA | 0.5 | 53514352752 | 0.01 | LB
153207 | Insert,Strain Relief for 10-0253 | EA | 4 | 53514352783 | 0.001 | LB
153212 | Door,Replacement Hatch/USF Quote# 244529 | EA | 2042.5 | 53514352837 | 66 | LB
153215 | Cover & Cord 20'/H07RN-F4G1.5/3Ph | EA | 325 | 53514353117 | 15.62 | LB
153216 | Cord Term&Seal 20'/H07RN-F4G1.5/3Ph | EA | 133.5 | 53514353100 | 5 | LB
153217 | Valve,Solenoid/Fusion Blower (5250-0005) | EA | 487.5 | 53514352974 | 0.425 | LB
153220 | Terminal Block,Large/Control Rhombus P/N | EA | 26.5 | 53514353049 | 0.02 | LB
153221 | Terminal Block,Keeper for Duplex | EA | 13.5 | 53514353056 | 0.02 | LB
153222 | Terminal Block,Insulator for Duplex | EA | 7 | 53514353063 | 0.02 | LB
153229 | Seal, Cord W/Sensors-Polyflex PVC/X840 | EA | 18.5 | 53514353407 | 0.13 | LB
153230 | Transducer,Submersible-High Temp/40' Cd/ | EA | 4355 |  |  | LB
153240 | Primary Filter Cartridge Asm/WW4 | EA | 273 | 53514354435 | 6 | LB
153241 | Secondary Screen/WW4 | EA | 31 | 53514354442 | 2 | LB
153242 | Replacement Screen (Pressure Effluent Fi | EA | 361 | 53514354459 | 1.5 | LB
153243 | Kit, Liner Repair | EA | 230.5 | 53514354466 | 10 | LB
153254 | Impeller-Mach "840/7011"/DI | EA | 161.5 | 53514355647 | 4.425 | LB
153258 | Impeller-Mach "7011" Trimmed 4.60' Dia./ | EA | 241 | 53514355678 | 3.85 | LB
153260 | Impeller-Mach "7011" Trimmed 3.60' Dia./ | EA | 241 | 53514355685 | 3.5 | LB
153261 | Cover & Cordage 3Ph/14-8/Ex Pr/75'/Pin | EA | 1359 | 53514355395 | 50.61 | LB
153262 | Cover & Cord 75'Cd/8-4/Sen 18-5/140 Fram | EA | 2830 | 53514355449 | 48 | LB
153265 | Mount, Bayonet Fuse Holder for PCB | EA | 20 | 53514355746 | 1 | LB
153268 | Disc, Rubber Flap for 6000 Series Multi- | EA | 55 | 53514356477 | 0.01 | LB
153269 | Stem, with .032 Spring for 6000 Series M | EA | 35.5 | 53514356484 | 0.01 | LB
153270 | Stem, with .028 Spring for 6000 Series M | EA | 35.5 | 53514356491 | 0.01 | LB
153271 | Bottom, 4 Outlet for 6000 Series Multi-Z | EA | 111.5 | 53514356507 | 2 | LB
153272 | Bottom, 6 Outlet for 6000 Series Multi-Z | EA | 129.5 | 53514356514 | 2 | LB
153273 | Screws, S.S./Bottom for 6000 Series Mult | EA | 9 | 53514356521 | 0.01 | LB
153274 | Screws, S.S./Top for 6000 Series Multi-Z | EA | 8 | 53514356538 | 0.01 | LB
153275 | Screws, S.S./Cam Retaining for 6000 Seri | EA | 4 | 53514356545 | 0.01 | LB
153276 | Cam, 2 Zone for 4 or 6 outlet/4000 Serie | EA | 19 | 53514356552 | 0.01 | LB
153277 | Cam, 3 Zone for 6 outlet/4000 Series Mul | EA | 19 | 53514356569 | 0.01 | LB
153278 | Cam, 4 Zone for 6 outlet/4000 Series Mul | EA | 19 | 53514356576 | 0.01 | LB
153279 | Cam, 5 Zone for 6 outlet/4000 Series Mul | EA | 19 | 53514356583 | 0.01 | LB
153280 | Stem, Asmy/Heavy/.032 Spring (red)/400 | EA | 49 | 53514356590 | 0.01 | LB
153281 | Screws, S.S./Top for 4000 Series Multi-Z | EA | 39.5 | 53514356606 | 0.01 | LB
153282 | Screws, S.S./Cam Retaining for 4000 Seri | EA | 4 | 53514356613 | 0.01 | LB
153283 | O-Ring, Top/4000 Series Multi-Zone Valve | EA | 49 | 53514356620 | 0.001 | LB
153284 | O-Ring, Cam/4000 Series Multi-Zone Valve | EA | 549.5 | 53514356637 | 0.001 | LB
153285 | Fitting,Pvc 1.25" Adapter/Spig x MPT/Sc | EA | 5 | 53514361945 | 0.09 | LB
153286 | Fitting,Pvc Reducer 2" Slip x 1.25" Slip | EA | 14.5 | 53514361952 | 0.2 | LB
153289 | Gasket,Cover for 3" Arkal Filter | EA | 54.5 | 53514356002 | 0 | LB
153290 | Disc Set, w/Spline for 3" Arkal Filter/1 | EA | 1324 | 53514356019 | 0 | LB
153291 | Oring,Spline Body for 3" Arkal Filter | EA | 13 | 53514356026 | 0 | LB
153292 | Disc Set, Spare for 3" Arkal Filter/120- | EA | 755 | 53514356033 | 0 | LB
153293 | Gasket,Cover for 2" Arkal Filter | EA | 54.5 | 53514356040 | 0 | LB
153294 | Disc Set, for 2" Arkal Filter/120 Mesh | EA | 391.5 | 53514356057 | 0 | LB
153295 | Top, 4 Outlet/6000 Series Multi-Zone Val | EA | 184.5 | 53514356651 | 2 | LB
153296 | Top, 6 Outlet/6000 Series Multi-Zone Val | EA | 157.5 | 53514356668 | 3 | LB
153301 | Overload, Rhombus Control Panel | EA | 124 | 53514356439 | 1 | LB
153304 | Circuit Board,Control/For 10-3652 | EA | 612 | 53514356934 | 1 | LB
153305 | Circuit Board,Control/For 10-3501 | EA | 587.5 | 53514357009 | 1 | LB
153308 | Seal,Pipe-1.25" (For 17-0411)/Jackell P/ | EA | 15 | 53514357061 | 0.1 | LB
153336 | Rod,Float-Molded/Silver/"50" | EA | 2.5 | 53514360887 | 0.01 | LB
153338 | Float,Polypropylene/Silver | EA | 9.5 | 53514360894 | 0.36 | LB
153341 | Tank,5040 Step System/Poly-Rotomold/Blac | EA | 532 | 53514360948 | 15 | LB
153343 | Hardware Pak, 2"&3" NPT Flange | EA | 12.5 |  |  | LB
153344 | Overload,Element (Melting Alloy) Rhombus | EA | 46.5 | 53514358051 | 1 | LB
153345 | Contactor,3 Pole (Nema 1)/Panel #10-3533 | EA | 729.5 | 53514358075 | 1 | LB
153348 | Circuit Board,Control/(Rhombus P/N 10171 | EA | 475 | 53514358174 | 1 | LB
153354 | Cord Term&Seal 230V/15'/18-3 SJOW or SJO | EA | 55 | 53514391768 | 1.6 | LB
153375 | Valve,Fusion/Airlift Pump Control/Grey H | EA | 62.5 | 53514358846 | 0 | LB
153376 | Valve,Fusion/Air Balance/Recirculation/B | EA | 62.5 | 53514358853 | 0 | LB
153377 | Valve,Fusion/Air Balance/Backwash/Red Ha | EA | 62.5 | 53514358860 | 0 | LB
153382 | Cover & Cord/Y-Splice Flt/"RWD PC Grinde | EA | 725 | 53514362324 | 7.01 | LB
153383 | Switch, Flts-Term&Seal/Y-Splice/PC Grind | EA | 290 | 53514362300 | 2.6 | LB
153386 | Cord Term&Seal 20'/RWD PC Grinder | EA | 240.5 | 53514362331 | 0 | LB
153413 | Oring,Valve Shaft 116/Jandy | EA | 7 | 53514359386 | 0.5 | LB
153414 | Oring,Valve Cover 151/Jandy | EA | 15.5 | 53514359393 | 0.5 | LB
153428 | Capacitor,Start 43-52 Mfd/220-250Vac/2.7 | EA | 21 | 53514359881 | 1.5 | LB
153430 | Switch,HOA 22mm (Rhombus P/N: 1017226) | EA | 111.5 | 53514359911 | 0.1 | LB
153431 | Lens, 22mm Red Indicator/ | EA | 13.5 | 53514359928 | 0.1 | LB
153434 | Screw,.313-18 X 1.25" HH Cap/316SS | EA | 3 | 53514360047 | 0 | LB
153435 | Screw,#10-24 X .875-Flt Sh Cap/316SS | EA | 1 | 53514360054 | 0.01 | LB
153439 | Module, Indicator Light/ | EA | 93 | 53514360085 | 0.1 | LB
153440 | Collar, 22mm Indicator Light Mounting/ | EA | 13.5 | 53514360092 | 0.1 | LB
153442 | Spline, for 2" Disk Filter/Netafim/(5056 | EA | 510 | 53514360337 | 0 | LB
153449 | Spline,Adapter/W-Out O-rings/Netafim/ | EA | 85.5 | 53514360528 | 0 | LB
153478 | Switch,Asm Mech-Vert Master/115V/NO/8'C | EA | 79 | 53514391096 | 2.75 | LB
153479 | Switch,Vertical Reed/120V/.25Amp/8'Cd/N | EA | 188.5 | 53514391102 | 1.25 | LB
153480 | Switch,Mech Flt/125/250V/5A/10'Cd/Wo Plu | EA | 64.5 | 53514391126 | 1.75 | LB
153481 | Gateway,DC Asm/508 Aquanot Active/Servic | EA | 706 | 53514381097 | 0.38125 | LB
153487 | Seal,Cord-T&B(2693Nm) | EA | 37.5 | 53514361471 | 0.59 | LB
153495 | Impeller Asm w-shims/145/4145 | EA | 20 | 53514362232 | 1 | LB
153502 | Circuit Board,Control Rhombus P/N 100972 | EA | 192 | 53514362003 | 1 | LB
153505 | Cover & Cord 3Ph/16-4 SOW/35' | EA | 349 | 53514362249 | 13 | LB
153510 | Asm,Moisture Sen/Resistor/DS/Sew-Eff/Ex | EA | 63.5 | 53514362645 | 0.02 | LB
153514 | Cover & Cord 230V/1Ph/16Ga/25'/Viton | EA | 292.5 | 53514362751 | 15.2 | LB
153515 | Cord Term&Seal 115V/25'/16-3 SOW-A/1Ph/N | EA | 101 | 53514362867 | 2.6 | LB
153516 | Housing,Pump-Kit "202 for ZT" | EA | 35.5 | 53514363383 | 1 | LB
153531 | Valve,Check/1.5"InLine/Vert/Black | EA | 22.5 | 53514389666 | 0 | LB
153543 | Impeller-Mach DI 5.25" Dia/140Fr Grnd/No | EA | 318 | 53514390204 | 11 | LB
153549 | Impeller-Mach DI 6.00" Dia/140Fr Grnd/No | EA | 318 | 53514390464 | 11 | LB
153551 | Impeller-Mach DI 6.250" Dia/140Fr Grnd/N | EA | 318 | 53514420123 | 0 | LB
153561 | Impeller-Mach DI 6.000" Dia/High Flow/No | EA | 268 | 53514421144 | 6.3 | LB
153567 | Impeller-Mach DI 5.250" Dia/High Flow/No | EA | 362 | 53514408152 | 0 | LB
153570 | Impeller-Mach DI 4.875" Dia/High Flow/No | EA | 319.5 |  |  | LB
153571 | Impeller-Mach DI 4.750" Dia/High Flow/No | EA | 373 | 53514407155 | 0 | LB
153575 | Impeller-Mach DI 4.250" Dia/High Flow/No | EA | 362 | 53514428457 | 0 | LB
153643 | Switch,TNS for 10-1019 (Rhombus P/N: 100 | EA | 49 | 53514364137 | 0.1 | LB
153650 | Fitting,Pvc 1.25" Tee FPT X Slip X Slip/ | EA | 68.5 | 53514364540 | 0.37 | LB
153651 | Plate,Access-16"Dia/Suspended Plate For | EA | 339.5 | 53514364618 | 20 | LB
153661 | Terminal,Block for 10-1045 (Rhombus Part | EA | 173.5 | 53514365240 | 0.25 | LB
153726 | Disconnect, 2"V/71 Series/Plate-Carrier | EA | 566 | 53514367671 | 11 | LB
153727 | Disconnect, 2"V/71 Series/Plate-Carrier | EA | 1361.5 | 53514367688 | 14.2 | LB
153743 | Case & Switch Asm-Auto/115V/"M803/805/ | EA | 310.5 | 53514368593 | 2.5 | LB
153744 | Cover & Handle Asm-Nonauto/115V/"N803/80 | EA | 267.5 | 53514368609 | 5 | LB
153745 | Cord Term&Seal 115V/15'/16-3 SJOW/Auto | EA | 74.5 | 53514368616 | 1.5 | LB
153746 | Cord Term&Seal 230V/15'/16-3 SJOW/Auto&N | EA | 51 | 53514368623 | 1.7 | LB
153747 | Seal,Cord-Asm & Strain relief "803/805/8 | EA | 3 | 53514368630 | 0.03 | LB
153748 | Float Asm "803/805/807" | EA | 48.5 | 53514368708 | 1 | LB
153750 | Capacitor,Start-Asm "803/805/807" | EA | 32.5 | 53514368722 | 0.1 | LB
153751 | Relay,Starting-Asm "803/805/807" | EA | 55.5 | 53514368739 | 0.1 | LB
153752 | Wire Pkg "803/805/807" | EA | 16.5 | 53514368746 | 0.05 | LB
153753 | Housing,Mtr & Str/115V/1Ph "803" | EA | 443 | 53514368760 | 8.19 | LB
153754 | Housing,Mtr & Str/115V/1Ph "805" | EA | 443 | 53514368777 | 8.19 | LB
153755 | Housing,Mtr & Str/115V/1Ph "807" | EA | 443 | 53514368784 | 8.19 | LB
153756 | Housing,Mtr & Str/230V/1Ph "803" | EA | 429.5 | 53514368791 | 0 | LB
153757 | Housing,Mtr & Str/230V/1Ph "805" | EA | 429.5 | 53514368807 | 0 | LB
153758 | Housing,Mtr & Str/230V/1Ph "807" | EA | 429.5 | 53514368814 | 0 | LB
153759 | Rotor Asm 115V/230V/1Ph "803/805/807" | EA | 102.5 | 53514368821 | 4.41 | LB
153760 | Impeller Asm "803" | EA | 58.5 | 53514368838 | 0.2 | LB
153761 | Impeller Asm "805" | EA | 59.5 | 53514368845 | 0.2 | LB
153762 | Impeller Asm "807" | EA | 59.5 | 53514368852 | 0.2 | LB
153763 | Kit,Cutter "803/805/807" | EA | 224 | 53514368869 | 1.5 | LB
153764 | Oil,Dielectric (40 Oz) | EA | 57 | 53514368876 | 2.75 | LB
153765 | Rebuild Kit "803/805/807" | EA | 174.5 | 53514368890 | 5.1 | LB
153766 | Fitting, Tee (saw-cut slot) for Propak S | EA | 12 | 53514371692 | 0 | LB
153768 | Cover & Cordage 25'/3Ph/14-4/MS/Gland/Vi | EA | 571 | 53514368227 | 15.8 | LB
153772 | Valve,Check/1.5 InLine/Vertical/(Service | EA | 24.5 | 53514371715 | 0 | LB
153789 | Enclosure,Control-4X For 10-1805 | EA | 773 | 53514369293 | 4 | LB
153802 | Hub & Seal-Alum/12"/Curved/For 42" | EA | 1188.5 | 53514370145 | 15 | LB
153803 | Control,Panel Kit/Connectors/Circuit Boa | EA | 538 | 53514370541 | 1 | LB
153804 | Kit,Piping&Acc/1.25"D/810 Pumps | EA | 1645.5 | 53514370565 | 23 | LB
153813 | Relay Asm 115V/Retrofit | EA | 105 | 53514418342 | 1 | LB
153814 | Relay Asm 230V/Retrofit | EA | 104.5 | 53514400934 | 1 | LB
153819 | Plastic-Red, Beacon Dome (10-2240) | EA | 216.5 | 53514372071 | 0.2 | LB
153820 | Anti-Condensation Heater (10-2241) | EA | 1082 | 53514372095 | 3 | LB
153822 | Bulb,Light For 10-0394 Panel | EA | 7 | 53514372279 | 0.1 | LB
153827 | Hardware Pak,18"Dia/1.5V1.5D/Split Cover | EA | 74.5 | 53514373092 | 2 | LB
153828 | Carton,"98" Series UPS | EA | 17 | 53514373672 | 0.42 | LB
153829 | Carton,"260/270" Series UPS | EA | 18.5 | 53514373696 | 0.42 | LB
153830 | Carton,"160/180/280/290" Series UPS | EA | 27.5 | 53514373719 | 0.42 | LB
153831 | Carton,"4160/4180/4280/4290" Series UPS | EA | 28.5 | 53514373733 | 0.42 | LB
153832 | Relay Asm 115V/SP | EA | 44 | 53514374297 | 1 | LB
153833 | Relay Asm 230V/SP | EA | 43.5 | 53514374310 | 1 | LB
153848 | Hardware Pak,18"Dia Blnk Poly Extensio | EA | 39 | 53514374037 | 2 | LB
153849 | Diaphragm, Blower Alita AL300,AL400/ | EA | 916 | 53514374822 | 0.1 | LB
153856 | Label,Carton "63" | EA | 2 | 53514395193 | 0.05 | LB
153860 | Case Handle, Arm/SP "63" | EA | 144.5 | 53514377427 | 2 | LB
153861 | Seal,Cord-Asm/SP "63" | EA | 2.5 | 53514377441 | 1 | LB
153862 | Cord Term&Seal 115V/ 10'/18-3 SJOW/15A L | EA | 41 | 53514389185 | 1 | LB
153865 | Rebuild Kit "63"(01/15 Thru Current) | EA | 88.5 | 53514379728 | 4 | LB
153876 | Pump, Model 508 12VDC/Aquanot Active/Ser | EA | 421.5 | 53514376840 | 6.4 | LB
153879 | Cord Term&Seal 230V/15'/16-3 SJOW-A/Na/1 | EA | 44.5 | 53514405298 | 0 | LB
153896 | Cover & Cord 100'Cd/12-4/Sen 18-5/140 Fr | EA | 2280.5 | 53514378004 | 65 | LB
153908 | Impeller-Plastic "819/7009" | EA | 124 | 53514398811 | 4.6 | LB
153909 | Impeller-Plastic "818/7008" | EA | 123.5 | 53514398835 | 3.91 | LB
153910 | Overload,12-18A Rhombus Control Panel | EA | 136 | 53514378844 | 1 | LB
153929 | Enclosure,Control-4X For 10-1060/(Rhombu | EA | 519.5 | 53514380120 | 4 | LB
153932 | Housing,Mtr-& Str 460V/3Ph/1750/6.25"Fr/ | EA | 1274 | 53514380410 | 55 | LB
153940 | Charger,DC Asm/Switch Mode/CE/UK Plug/S | EA | 359 | 53514381356 | 4 | LB
153997 | Impeller CI "292"/SP | EA | 58 | 53514383619 | 1.2 | LB
153998 | Impeller Asm 3Ph CI "292"/SP | EA | 75.5 | 53514383633 | 1.2 | LB
153999 | Impeller CI "293"/SP | EA | 70.5 | 53514383657 | 1.6 | LB
154000 | Impeller Asm 3Ph CI "293"/SP | EA | 74.5 | 53514383671 | 1.6 | LB
154001 | Impeller CI "294"/SP | EA | 87 | 53514383695 | 1.9 | LB
154002 | Impeller Asm 3Ph CI "294"/SP | EA | 91.5 | 53514383718 | 1.9 | LB
154003 | Impeller CI "295"/SP | EA | 113.5 | 53514383732 | 2.5 | LB
154004 | Impeller Asm 3Ph CI "295"/SP | EA | 118 | 53514383756 | 2.5 | LB
154006 | Impeller Br "295"/SP (6/16-Current) | EA | 310.5 | 53514383770 | 3.1 | LB
154007 | Impeller Asm 3Ph Br "295"/SP (6/16-Curre | EA | 315 | 53514383794 | 0 | LB
154009 | Cover & Cord 50'Cd/12-4/W-Ring Term/Sens | EA | 1122.5 | 53514383442 | 25 | LB
154010 | Cover & Cord 25'Cd/12-4/W-Ring Term/Sens | EA | 840 | 53514383466 | 25 | LB
154018 | A-Pak Proprietary/Power Supply/5V/0.5A/c | EA | 32.5 | 53514383602 | 0 | LB
154020 | Screw,#14 X 2"Flat Hd/Square Drive/Type | EA | 1 | 53514383022 | 0.02 | LB
154029 | Asm,Flush Valve w-Flapper & Chain/1.28gp | EA | 34.5 | 53514385163 | 1 | LB
154032 | Cover,Toilet Tank/202/Sangtong/(Servic | EA | 38 | 53514385149 | 15.6 | LB
154033 | Switch,Vertical Reed/Compact/APak-Standa | EA | 52.5 | 53514383589 | 1.81 | LB
154035 | Cover & Cordage 1Ph/14-5/Ex Pr/75'/Pin | EA | 1359.5 | 53514383084 | 29 | LB
154048 | Hardware Pak,Tank To Toilet/Sangtong/Mod | EA | 18.5 | 53514385200 | 0.8 | LB
154062 | Cover & Cordage 1Ph/14-5/Ex Pr/35'/Pin/H | EA | 1003 | 53514385125 | 27 | LB
154069 | Cord Term&Seal 230V/25'/16-3 SOW-A/Brass | EA | 159 | 53514457440 | 1.8 | LB
154088 | Housing,Pump-Mach "818-820/7008-7010" | EA | 176 | 53514393151 | 12.3 | LB
154089 | Housing,Pump-Mach "841/7013" | EA | 171 | 53514423988 | 12.3 | LB
154093 | Housing,Mtr-Plastic Upper/Mach "202" | EA | 56 | 53514387327 | 0.95 | LB
154178 | Cord Asm/15'/ "63" | EA | 54 | 53514440091 | 0 | LB
154181 | Cord Asm/25'/ "63" | EA | 59 | 53514440077 | 0 | LB
154185 | Cutter & Shim Asm/2 Blade/.75" Screw | EA | 217.5 | 53514390709 | 1 | LB
154190 | Pack,Cardboard Sheet/36X26-1/2/ECT32C Kr | EA | 7.5 |  |  | LB
154196 | Cordage Cond&Sls/HT/10'/16-4/Auto/3161 | EA | 432 | 53514391089 | 1.6 | LB
154198 | Switch,Asm Mech-Vert Master/Aquanot Acti | EA | 104 | 53514391584 | 2.9 | LB
154209 | Probe,Moisture/Lead Wires/250 Frame/ | EA | 211.5 | 53514391904 | 1 | LB
154210 | Disconnect, Elbow-Mach/2"D/BSPT | EA | 480.5 | 53514392826 | 27.1 | LB
154211 | Elbow, Rail-Mach/Progressing Cavity/1.25 | EA | 237 | 53514392840 | 3.15 | LB
154256 | Hardware Pak, Scale Removal System/109 | EA | 26.5 | 53514393854 | 1.5 | LB
154257 | Fitting,Adapter/Mach/1"FPS X 1"Hose Bar | EA | 20.5 | 53514400712 | 0.1 | LB
154259 | Pump, End for 11Gpm/10 Stage/Effluent | EA | 361.5 | 53514393519 | 8 | LB
154260 | Pump, End for 11Gpm/13 Stage/Effluent | EA | 449 | 53514393533 | 10 | LB
154261 | Pump, End for 19Gpm/9 Stage/Effluent | EA | 360 | 53514393557 | 6 | LB
154262 | Pump, End for 27Gpm/6 Stage/Effluent | EA | 323 | 53514393571 | 10.5 | LB
154263 | Pump, End for 27Gpm/7 Stage/Effluent | EA | 378 | 53514393595 | 11.5 | LB
154264 | Pump, End for 27Gpm/10 Stage/Effluent | EA | 444 | 53514393618 | 13 | LB
154265 | Pump, End for 35Gpm/4 Stage/Effluent | EA | 571.5 | 53514393632 | 6.75 | LB
154266 | Pump, End for 35Gpm/5 Stage/Effluent | EA | 615.5 | 53514393670 | 7.25 | LB
154267 | Pump, End for 55Gpm/2 Stage/Effluent | EA | 521 | 53514393694 | 6.75 | LB
154268 | Pump, End for 55Gpm/3 Stage/Effluent | EA | 578.5 | 53514393700 | 7 | LB
154269 | Pump, End for 55Gpm/4 Stage/Effluent | EA | 636.5 | 53514393724 | 7.25 | LB
154270 | Pump, End for 55Gpm/5 Stage/Effluent | EA | 698 | 53514393830 | 8.1 | LB
154271 | Pump, End for 85Gpm/2 Stage/Effluent | EA | 550.5 | 53514393748 | 7 | LB
154272 | Pump, End for 85Gpm/3 Stage/Effluent | EA | 623.5 | 53514393762 | 7.5 | LB
154273 | Pump, End for 85Gpm/4 Stage/Effluent | EA | 701.5 | 53514393786 | 8.5 | LB
154274 | Pump, End for 85Gpm/6 Stage/Effluent | EA | 854 | 53514393823 | 10.75 | LB
154276 | Impeller-Mach "841/7013/842/7012"/DI | EA | 134 | 53514395537 | 5.3 | LB
154277 | Impeller-Mach "7013"/Trimmed 5.00"/DI | EA | 243 | 53514395551 | 5.3 | LB
154278 | Impeller-Mach "7013"/Trimmed 4.50"/DI | EA | 243 | 53514395575 | 5.3 | LB
154279 | Transducer,Pressure/0-5 PSI/40' Cord/Rho | EA | 3411 | 53514393656 | 4.3 | LB
154280 | Cover & Cord 115V/1Ph/Na/"818"/Gland | EA | 390.5 | 53514393939 | 14 | LB
154283 | Contactor,Motor/65 AMP/Rhombus P/N 10123 | EA | 408 | 53514394257 | 3.2 | LB
154289 | Cord Term&Seal 115V/1Ph/Na/15A Plug/"818 | EA | 161 | 53514398385 | 3.6 | LB
154290 | Housing,Mtr-&Str 115V/1Ph/1Hp/818/7008/B | EA | 761 | 53514398484 | 30 | LB
154291 | Rotor & Brg Asm/1Ph/818/7008/Up&Lw Brg(0 | EA | 318.5 | 53514398507 | 6 | LB
154292 | Cutter & Disc Asm./"818-820"/2 Blade/Sin | EA | 377.5 | 53514398521 | 2.5 | LB
154295 | Cutter & Shim Asm/2 Blade/Single Dir/.75 | EA | 217.5 | 53514398545 | 1.5 | LB
154296 | Cover & Cord 230V/1Ph/Na/"818/819"/ | EA | 378.5 | 53514398569 | 14.1 | LB
154297 | Cord Term&Seal 230V/1Ph/Na/15A Plug/"818 | EA | 148.5 | 53514398583 | 3.6 | LB
154298 | Housing,Mtr-&Str 230V/1Ph/1Hp/818/7008/B | EA | 713 | 53514398620 | 30 | LB
154299 | Housing,Mtr-&Str 200V/1Ph/1Hp/818/7008/B | EA | 713 | 53514398644 | 30 | LB
154300 | Cover,Cord & Flt Sw/115V/1Ph/15A Plug/"8 | EA | 570.5 | 53514398668 | 15.2 | LB
154301 | Cover,Cord & Flt Sw/230V/1Ph/15A Plug/"8 | EA | 558.5 | 53514398682 | 15.2 | LB
154302 | Cover & Cord 115V/1Ph/Na/15A Plug/"7008" | EA | 394.5 | 53514398705 | 14 | LB
154303 | Cover & Cord 230V/1Ph/Na/15A Plug/"7008/ | EA | 382.5 | 53514398729 | 14.1 | LB
154304 | Cord Term&Seal 115V/1Ph/Auto/15A Plug/ | EA | 161 | 53514398743 | 3.6 | LB
154305 | Cover, Cord & Flt Sw/115V/1Ph/15A Plug/ | EA | 574.5 | 53514398767 | 15.2 | LB
154307 | Cover, Cord & Flt Sw/230V/1Ph/15A Plug/ | EA | 562.5 | 53514398781 | 15.2 | LB
154308 | Cord Term&Seal 230V/1Ph/Auto/15A Plug/"8 | EA | 147.5 | 53514398798 | 3.6 | LB
154309 | Sleeve,6" Alum Hub/For 72" Basins/SLV | EA | 631.5 | 53514394820 | 6 | LB
154310 | Sleeve,12" Alum Hub/For 72" Basins/SLV | EA | 1190.5 | 53514394844 | 12 | LB
154312 | Relay & Wiring Diagram/"818/7008" Grinde | EA | 55.5 | 53514398606 | 1 | LB
154333 | Rod,Float-Molded/Silver/"95" | EA | 3.5 | 53514458881 | 0.01 | LB
154400 | Disconnect,Base Elbow-Mach/4"D/DI/Z-Rail | EA | 1372.5 | 53514464950 | 86.4 | LB
154404 | Plate,Carrier-Mach/4"D/Non Sparking/Z-Ra | EA | 2573.5 | 53514465339 | 21.978 | LB
154406 | Rotor & Brg Asm 115V/1PH/X6161/X6163/ | EA | 424 | 53514426477 | 0 | LB
154407 | Rotor & Brg Asm 200/230V/1PH/X6161/ | EA | 424 | 53514426484 | 0 | LB
154408 | Rotor & Brg Asm 200/230V/1PH/X6165/ | EA | 409 | 53514426491 | 0 | LB
154409 | Rotor & Brg Asm 200/230V/1Ph/2Hp/DS/Ex P | EA | 505 | 53514426514 | 0 | LB
154410 | Rotor & Brg Asm 200-575V/3Ph/2Hp/DS/Ex P | EA | 547.5 | 53514426521 | 0 | LB
154411 | Rotor & Brg Asm 115/200/230V/1Ph/X6282 | EA | 416.5 | 53514426538 | 0 | LB
154412 | Rotor & Brg Asm 200/230V/1Ph/X6284 | EA | 477 | 53514426552 | 0 | LB
154413 | Rotor & Brg Asm 575V/3Ph/X6284 | EA | 510.5 | 53514426569 | 0 | LB
154414 | Rotor & Brg Asm w/Sensor 115V/1Ph/X6161/ | EA | 468 | 53514426576 | 0 | LB
154415 | Rotor & Brg Asm w/Sensor 200/230V/1Ph | EA | 468 | 53514426583 | 0 | LB
154416 | Rotor & Brg Asm w/Sensor 200-575V/3Ph | EA | 523 | 53514426590 | 0 | LB
154417 | Rotor & Brg Asm w/Sensor 200/230V/1Ph | EA | 453 | 53514426606 | 0 | LB
154418 | Rotor & Brg Asm w/Sensor 200-575V/3Ph | EA | 514.5 | 53514426620 | 0 | LB
154420 | Sleeve,8" Aluminum/Bolt On SLV0800A | EA | 703.5 | 53514397821 | 6 | LB
154425 | Transducer,Pressure/0-5 PSI/60' Cord/Rho | EA | 5044 | 53514398323 | 5 | LB
154432 | Rebuild Kit "95"(01/17 Thru Current) | EA | 105.5 | 53514399597 | 4 | LB
154436 | Hardware Pak,Switch/Model 508 Propak | EA | 20 | 53514401115 | 0.15 | LB
154438 | Switch,Float W-Terminals/Vert Master2/Pr | EA | 130.5 | 53514401139 | 2 | LB
154445 | Control,Panel Kit/Alarm/Rhombus PN 104 | EA | 74.5 | 53514399191 | 1 | LB
154448 | Fuse Holder,Rhombus P/N 1001304 | EA | 13.5 | 53514399498 | 0.01 | LB
154449 | Fuse 1/2 Amp, Rhombus P/N 1009107 | EA | 13.5 | 53514399511 | 1 | LB
154450 | Anti Condensate Heater P/N 1004416 | EA | 414.5 | 53514399559 | 1 | LB
154452 | Nipple,Pipe 1.25 X 21.5"/SS | EA | 244 | 53514399856 | 3.5 | LB
154464 | Circuit Board,Control/For 10-2008 | EA | 204 | 53514400910 | 1 | LB
154472 | Arm & Seal Asm "63/95" | EA | 32 | 53514422790 | 0.2 | LB
154484 | Case & Switch Asm/I Plug "U807" | EA | 289.5 | 53514403096 | 2.5 | LB
154485 | Cover & Handle Asm/I Plug "V807" | EA | 247 | 53514403072 | 5 | LB
154486 | Rebuild Kit "U&V803/805/807" | EA | 177 | 53514403119 | 4.8 | LB
154489 | Case & Switch Asm-Auto/230V/"D803/805 | EA | 270 | 53514402709 | 2.5 | LB
154490 | Cover & Handle Asm-Nonauto/230V/"E803/80 | EA | 227.5 | 53514402723 | 5 | LB
154501 | Cover & Cord 100'Cd/8-4/Sen 18-5/ | EA | 3361.5 | 53514402389 | 42 | LB
154503 | Cover & Cord 220V/60Hz/1Ph/"202" | EA | 96 | 53514402990 | 1.03 | LB
154512 | Motor, End 115V/1Ph/1/2HP/SS/Effluent T | EA | 1230.5 |  |  | LB
154513 | Motor, End 230V/1Ph/1/2HP/SS/Effluent T | EA | 1230 |  |  | LB
154514 | Motor, End 230V/1Ph/3/4HP/SS/Effluent T | EA | 1483.5 |  |  | LB
154515 | Motor, End 230V/1Ph/1HP/SS/Effluent T | EA | 1584 |  |  | LB
154516 | Motor, End 230V/1Ph/1.5HP/SS/Effluent T | EA | 2065 |  |  | LB
154517 | Motor, End 230V/1Ph/2HP/SS/Effluent T | EA | 1838 |  |  | LB
154518 | Motor, End 230V/1Ph/3HP/SS/Effluent T | EA | 3093 |  |  | LB
154519 | Motor, End 230V/1Ph/5HP/SS/Effluent T | EA | 4021.5 |  |  | LB
154520 | Wire/Lead #14-2G/120" | EA | 150 | 53514403577 | 1.06 | LB
154521 | Wire/Lead #14-2G/25' | EA | 372 | 53514403591 | 0 | LB
154522 | Wire/Lead #14-2G/30' | EA | 430 | 53514403614 | 0 | LB
154523 | Wire/Lead #14-2G/50' | EA | 452.5 | 53514403638 | 0 | LB
154524 | Wire/Lead #14-2G/100' | EA | 644 | 53514403652 | 0 | LB
154525 | Wire/Lead #12-3G/25' | EA | 633.5 | 53514403676 | 0 | LB
154526 | Wire/Lead #12-3G/35' | EA | 731.5 | 53514403690 | 0 | LB
154527 | Wire/Lead #12-3G/50' | EA | 806 | 53514403713 | 0 | LB
154528 | Wire/Lead #12-3G/100' | EA | 1197.5 | 53514403737 | 0 | LB
154529 | Wire/Lead #14-3G/25' | EA | 679.5 | 53514403751 | 0 | LB
154536 | Cutter & Disc Asm "841"/(02/17-Current) | EA | 378.5 | 53514407179 | 2 | LB
154537 | Cutter & Shim Asm/2 Blade/1" Screw | EA | 218.5 | 53514422578 | 1.5 | LB
154538 | Switch,Vertical Reed/Compact/24VDC/10W/0 | EA | 31.5 | 53514448806 | 1.5 | LB
154543 | Control,Panel Kit/Enclosure/ | EA | 1030.5 | 53514403294 | 1 | LB
154608 | PLC,Logo/Programmed LOGO Controller fo | EA | 1298 | 53514405236 | 3 | LB
154614 | Cover & Cord 75'Cd/8-4/Sen 18-5/ | EA | 2830 | 53514405625 | 37 | LB
154634 | Sleeve,10" Al Hub w/7 LS-400-C Link Seal | EA | 1200.5 | 53514405861 | 10 | LB
154639 | Discharge Asm,1"Pvc/Sch 40/HH Step w/ARV | EA | 386 | 53514410995 | 4 | LB
154642 | Float Switch Asm/20'Cd/115V/HT/2057 | EA | 124.5 | 53514406318 | 1.4 | LB
154663 | Cord Term&Seal 230V/35'/16-3 SJOW-A/Na/1 | EA | 86 | 53514407292 | 3.62 | LB
154670 | Housing,Mtr-&Str 575V/3Ph/818-820/7008-7 | EA | 787.5 | 53514413040 | 30 | LB
154676 | Housing,Mtr-&Str 200-208V/3Ph/818-820/70 | EA | 787.5 | 53514413620 | 30 | LB
154677 | Housing,Mtr-&Str 230V/3Ph/818-820/7008- | EA | 799.5 | 53514413644 | 30 | LB
154678 | Housing,Mtr-&Str 380V/3Ph/818-820/7008- | EA | 678 | 53514413668 | 30 | LB
154685 | Cover & Cord 3Ph "818/819/820"/20' | EA | 408 | 53514413705 | 14.7 | LB
154698 | Rotor & Brg Asm/3PH/818-820/7008-7010/Up | EA | 244 | 53514413729 | 0 | LB
154717 | Cover & Cord 3Ph "7008/7009/7010"/20' | EA | 412 | 53514413743 | 14.7 | LB
154720 | Pipe,Pvc 1.25" X 14.5" Sch 80 | EA | 22.5 | 53514408176 | 0.7 | LB
154721 | Pipe,Pvc 1.25" X 32.5"/Sch 80 | EA | 41 | 53514408275 | 1.2 | LB
154724 | Pipe,Pvc 1.25" X 46"/Sch 80 | EA | 53 | 53514408299 | 1.3 | LB
154749 | Module, SP6R LSC/Rhombus PN 1016138 | EA | 4605 | 53514408657 | 0.1 | LB
154754 | Rivet,Open end BR-SS/.094x.250(.020-.12 | EA | 0.5 | 53514462895 | 0 | LB
154769 | Circuit Board,Control Rhombus P/N 101091 | EA | 668 | 53514410933 | 1 | LB
154770 | Circuit Board,Control/Rhombus P/N 101019 | EA | 278.5 | 53514411152 | 1 | LB
154772 | Guide,Pipe .75" X 48"/SS | EA | 168 | 53514437794 | 0 | LB
154787 | Relay For 10-2149 Control Panel/(RPF2AF7 | EA | 103.5 | 53514412289 | 0.5 | LB
154791 | Cover & Cord 230V/1Ph/12Ga/20A/20'/Gland | EA | 428.5 | 53514414757 | 14.3 | LB
154792 | Cord Term&Seal/230V/1Ph/20'/12Ga/20A/NA/ | EA | 277 | 53514414887 | 0 | LB
154793 | Cover,Cord & Flt Sw/WD/12Ga/20A/20'/Glan | EA | 617.5 | 53514414870 | 6 | LB
154794 | Cord Term&Seal 230V/1Ph/WD/12Ga/Gland | EA | 235.5 | 53514414900 | 4 | LB
154795 | Seal, O-Ring(-429) Buna-N | EA | 7.5 | 53514413774 | 0.03 | LB
154809 | Bracket,Vertical Reed/Compact/APak | EA | 6 | 53514448813 | 0.25 | LB
154840 | Impeller-Mach 12.875" Dia/DI/250Fr/ | EA | 887 | 53514417147 | 40 | LB
154841 | Impeller-Mach 12.750" Dia/DI/250Fr/ | EA | 887 | 53514417161 | 40 | LB
154842 | Impeller-Mach 12.625" Dia/DI/250Fr/ | EA | 887 | 53514417185 | 40 | LB
154843 | Impeller-Mach 12.500" Dia/DI/250Fr/ | EA | 887 | 53514417222 | 40 | LB
154844 | Impeller-Mach 12.375" Dia/DI/250Fr/ | EA | 887 | 53514417246 | 40 | LB
154845 | Impeller-Mach 12.250" Dia/DI/250Fr/ | EA | 887 | 53514417260 | 40 | LB
154846 | Impeller-Mach 12.125" Dia/DI/250Fr/ | EA | 887 | 53514417284 | 40 | LB
154847 | Impeller-Mach 12.000" Dia/DI/250Fr/ | EA | 887 | 53514417307 | 40 | LB
154848 | Impeller-Mach 11.875" Dia/DI/250Fr/ | EA | 887 | 53514417321 | 40 | LB
154849 | Impeller-Mach 11.750" Dia/DI/250Fr/ | EA | 887 | 53514417345 | 40 | LB
154850 | Impeller-Mach 11.625" Dia/DI/250Fr/ | EA | 887 | 53514417369 | 40 | LB
154851 | Impeller-Mach 11.500" Dia/DI/250Fr/ | EA | 887 | 53514417383 | 40 | LB
154852 | Impeller-Mach 11.375" Dia/DI/250Fr/ | EA | 887 | 53514417406 | 40 | LB
154853 | Impeller-Mach 11.250" Dia/DI/250Fr/ | EA | 887 | 53514417420 | 40 | LB
154854 | Impeller-Mach 11.125" Dia/DI/250Fr/ | EA | 887 | 53514417444 | 40 | LB
154855 | Impeller-Mach 11.000" Dia/DI/250Fr/ | EA | 887 | 53514417468 | 40 | LB
154856 | Impeller-Mach 10.875" Dia/DI/250Fr/ | EA | 887 | 53514417482 | 40 | LB
154857 | Impeller-Mach 10.750" Dia/DI/250Fr/ | EA | 887 | 53514417505 | 40 | LB
154858 | Impeller-Mach 10.625" Dia/DI/250Fr/ | EA | 887 | 53514417529 | 40 | LB
154859 | Impeller-Mach 10.500" Dia/DI/250Fr/ | EA | 887 | 53514417543 | 40 | LB
154860 | Impeller-Mach 10.375" Dia/DI/250Fr/ | EA | 887 | 53514417567 | 40 | LB
154861 | Impeller-Mach 10.75" Dia/DI/250Fr/ | EA | 783 | 53514416904 | 40 | LB
154862 | Impeller-Mach 10.625" Dia/DI/250Fr/ | EA | 783 | 53514416928 | 40 | LB
154863 | Impeller-Mach 10.500" Dia/DI/250Fr/ | EA | 783 | 53514416942 | 40 | LB
154864 | Impeller-Mach 10.375" Dia/DI/250Fr/ | EA | 783 | 53514416966 | 40 | LB
154865 | Impeller-Mach 10.250" Dia/DI/250Fr/ | EA | 783 | 53514416980 | 40 | LB
154866 | Impeller-Mach 10.125" Dia/DI/250Fr/ | EA | 783 | 53514417000 | 40 | LB
154867 | Impeller-Mach 10.000" Dia/DI/250Fr/ | EA | 783 | 53514417024 | 40 | LB
154868 | Impeller-Mach 9.875" Dia/DI/250Fr/3.1 | EA | 783 | 53514416881 | 40 | LB
154869 | Impeller-Mach 9.750" Dia/DI/250Fr/ | EA | 783 | 53514417048 | 40 | LB
154870 | Impeller-Mach 9.625" Dia/DI/250Fr/ | EA | 783 | 53514417062 | 40 | LB
154874 | Rotor & Brg Asm w/Sensor 200/230V/1Ph/2H | EA | 549.5 | 53514426637 | 0 | LB
154875 | Rotor & Brg Asm w/Sensor 200-575V/3Ph/2H | EA | 591.5 | 53514426651 | 0 | LB
154876 | Rotor & Brg Asm w/Sensor 115/200/230V/1 | EA | 461 | 53514426675 | 0 | LB
154877 | Rotor & Brg Asm w/Sensor 200-575V/3Ph/ | EA | 483.5 | 53514426682 | 0 | LB
154878 | Rotor & Brg Asm w/Sensor 200/230V/1Ph/ | EA | 521 | 53514426712 | 0 | LB
154879 | Rotor & Brg Asm w/Sensor 200-460V/3Ph/ | EA | 571.5 | 53514426729 | 0 | LB
154880 | Rotor & Brg Asm w/Sensor 575V/3Ph/X6284 | EA | 554.5 | 53514426736 | 0 | LB
154881 | Seal,Link 12" LS-475-C | EA | 98 | 53514414948 | 1 | LB
154888 | Cord Term&Seal HT/115V/20'/16-3 SJOW-A/A | EA | 91.5 | 53514415082 | 2.4 | LB
154914 | Module, Timer/HP80/Hiblow (ZF-450) | EA | 570 | 53514418526 | 10 | LB
154915 | Valve, Solenoid/HP80/Hiblow (ZF-450/ZF-8 | EA | 159.5 | 53514418540 | 10 | LB
154922 | Cord Term&Seal 230V/25'/16-3 SJOW-A/Na/1 | EA | 88.5 | 53514419721 | 0 | LB
154923 | Capacitor,Run-Asm "803/805/807" | EA | 54.5 | 53514422011 | 0 | LB
154924 | Switch,Mech Flt/SPB/115V/20'Cd/13Amp/NO/ | EA | 199 | 53514422110 | 1 | LB
154925 | Carton,High Temp "3161-3282" | EA | 71.5 | 53514421007 | 1.74 | LB
154926 | Carton,High Temp "3098" | EA | 66 | 53514421021 | 1.5 | LB
154935 | Carton,Asm "3161-3163" | EA | 175 | 53514465636 | 0 | LB
154936 | Rod,Float/Recirculating Float Valve/316 | EA | 30 | 53514420949 | 0 | LB
154989 | Handle, "803/805/807" | EA | 10.5 | 53514422783 | 0.115 | LB
154996 | Cover & Cordage 1Ph/12-5/Ex Pr/50'/Pin/ | EA | 1055.5 | 53514422714 | 21.4 | LB
154998 | Impeller-Mach SO 9.625" Dia/180Fr/3"Sol | EA | 609 | 53514422936 | 22 | LB
154999 | Impeller-Mach SO 9.625" Dia/Br/180Fr/ | EA | 722.5 | 53514422950 | 22 | LB
155010 | Contactor, Motor/For Rhombus Panel/10-41 | EA | 53 | 53514423940 | 1 | LB
155016 | Seal,Cord/.281Lg/Green Stripe/.380 ID | EA | 3 | 53514425425 | 0 | LB
155021 | Cover & Cord 3Ph/16-4 SOW/100' | EA | 559.5 | 53514424749 | 13 | LB
155022 | Cordage Term&Seal 50'/14-4 SO/3Ph/Na | EA | 565 | 53514425203 | 5 | LB
155026 | Cover & Cord 230V/1Ph/Na/"7010"/15 Amp | EA | 382.5 | 53514425753 | 14.1 | LB
155029 | Rotor & Brg Asm w/Sensor 200-575V/1&3Ph/ | EA | 569 | 53514426750 | 0 | LB
155030 | Cover & Cordage 1Ph/12-5/25'/Ex Pr/Handl | EA | 849 | 53514426767 | 0 | LB
155031 | Cover & Cordage 1Ph/14-5/25'/Ex Pr/Handl | EA | 875.5 | 53514426774 | 0 | LB
155032 | Cover & Cordage 1Ph/12-5/25'/Ex Pr/Pin/H | EA | 849 | 53514426781 | 0 | LB
155033 | Cover & Cordage 1Ph/14-5/25'/Ex Pr/Pin/H | EA | 876.5 | 53514426798 | 0 | LB
155046 | Bracket, Z-Rail Upper Guide Rail/316 S. | EA | 611 | 53514426460 | 2.75 | LB
155050 | Fitting,316 S.S. 3" Coupling NPT/Female | EA | 189 | 53514426545 | 0 | LB
155071 | Caps,Plastic/Bolt | EA | 1 | 53514428730 | 0 | LB
155179 | Cover & Handle Asm/Nonauto"6267" | EA | 65.5 | 53514428846 | 4.6 | LB
155187 | Impeller-Mach 13.250" Dia/DI/250Fr/ | EA | 989 | 53514431044 | 40 | LB
155188 | Impeller-Mach 13.125" Dia/DI/250Fr/ | EA | 989 | 53514431037 | 40 | LB
155189 | Impeller-Mach 13.000" Dia/DI/250Fr/ | EA | 989 | 53514431020 | 40 | LB
155190 | Impeller-Mach 12.875" Dia/DI/250Fr/ | EA | 989 | 53514431013 | 40 | LB
155191 | Impeller-Mach 12.750" Dia/DI/250Fr/ | EA | 989 | 53514430993 | 40 | LB
155192 | Impeller-Mach 12.625" Dia/DI/250Fr/ | EA | 989 | 53514430986 | 40 | LB
155193 | Impeller-Mach 12.500" Dia/DI/250Fr/ | EA | 989 | 53514430979 | 40 | LB
155194 | Impeller-Mach 12.375" Dia/DI/250Fr/ | EA | 989 | 53514430962 | 40 | LB
155195 | Impeller-Mach 12.250" Dia/DI/250Fr/ | EA | 989 | 53514430955 | 40 | LB
155196 | Impeller-Mach 12.125" Dia/DI/250Fr/ | EA | 989 | 53514430948 | 40 | LB
155197 | Impeller-Mach 12.000" Dia/DI/250Fr/ | EA | 989 | 53514430931 | 40 | LB
155198 | Impeller-Mach 11.875" Dia/DI/250Fr/ | EA | 989 | 53514430924 | 40 | LB
155199 | Impeller-Mach 11.750" Dia/DI/250Fr/ | EA | 989 | 53514430917 | 40 | LB
155200 | Impeller-Mach 11.625" Dia/DI/250Fr/ | EA | 989 | 53514430900 | 40 | LB
155201 | Impeller-Mach 11.500" Dia/DI/250Fr/ | EA | 989 | 53514430894 | 40 | LB
155202 | Impeller-Mach 11.375" Dia/DI/250Fr/ | EA | 989 | 53514430887 | 40 | LB
155203 | Impeller-Mach 11.250" Dia/DI/250Fr/ | EA | 989 | 53514430870 | 40 | LB
155204 | Impeller-Mach 11.125" Dia/DI/250Fr/ | EA | 989 | 53514430863 | 40 | LB
155205 | Impeller-Mach 11.000" Dia/DI/250Fr/ | EA | 989 | 53514430849 | 40 | LB
155206 | Impeller-Mach 10.875" Dia/DI/250Fr/ | EA | 989 | 53514430825 | 40 | LB
155207 | Impeller-Mach 10.75" Dia/DI/250Fr/ | EA | 989 | 53514430696 | 40 | LB
155208 | Impeller-Mach 10.625" Dia/DI/250Fr/ | EA | 887 | 53514430702 | 40 | LB
155209 | Impeller-Mach 10.500" Dia/DI/250Fr/ | EA | 887 | 53514430719 | 40 | LB
155210 | Impeller-Mach 10.375" Dia/DI/250Fr/ | EA | 887 | 53514430726 | 40 | LB
155211 | Impeller-Mach 10.250" Dia/DI/250Fr/ | EA | 887 | 53514430733 | 40 | LB
155212 | Impeller-Mach 10.125" Dia/DI/250Fr/ | EA | 887 | 53514430740 | 40 | LB
155213 | Impeller-Mach 10.000" Dia/DI/250Fr/ | EA | 887 | 53514430757 | 40 | LB
155214 | Impeller-Mach 9.875" Dia/DI/250Fr/ | EA | 887 | 53514430764 | 40 | LB
155215 | Impeller-Mach 9.750" Dia/DI/250Fr/ | EA | 887 | 53514430771 | 40 | LB
155216 | Impeller-Mach 9.625" Dia/DI/250Fr/ | EA | 887 | 53514430788 | 40 | LB
155219 | Key,.375 X .375 X 1.860 SS | EA | 17 |  |  | LB
155226 | Rebuild Kit "6267"(11/17-06/20) | EA | 0 |  |  | LB
155240 | Seal Asm,Shaft/.5"(John Crane Type 6A)/ | EA | 37.5 | 53514429782 | 0 | LB
155241 | Cover & Handle "6155" | EA | 44 | 53514429799 | 0 | LB
155242 | Rebuild Kit 115V/"6155"/(11/17 Thru Curr | EA | 256.5 | 53514429805 | 0 | LB
155244 | Rebuild Kit 230V/"6155"/(11/17 Thru Curr | EA | 248 | 53514429812 | 0 | LB
155255 | Cover & Cordage 1Ph/12-5/Ex Pr/35'/Pin/ | EA | 930 | 53514429072 | 21.4 | LB
155261 | Clamp, Slide Asm/4" E-L Rail System/Yeom | EA | 1571 | 53514429393 | 0 | LB
155280 | Impeller-Mach "7013"/Trimmed 4.00"/Br | EA | 588 | 53514432508 | 0 | LB
155281 | Impeller-Mach "7013"/Trimmed 4.00"/DI | EA | 266 | 53514432515 | 0 | LB
155282 | Impeller-Mach "7013"/Trimmed 4.25"/Br | EA | 588 | 53514432539 | 0 | LB
155283 | Impeller-Mach "7013"/Trimmed 4.25"/DI | EA | 266 | 53514432546 | 0 | LB
155284 | Impeller-Mach "7013"/Trimmed 4.75"/Br | EA | 565.5 | 53514432553 | 0 | LB
155285 | Impeller-Mach "7013"/Trimmed 4.75"/DI | EA | 243 | 53514432560 | 0 | LB
155286 | Impeller-Mach "7013"/Trimmed 5.25"/Br | EA | 550.5 | 53514432577 | 0 | LB
155287 | Impeller-Mach "7013"/Trimmed 5.25"/DI | EA | 228 | 53514432584 | 0 | LB
155288 | Impeller-Mach "7013"/Trimmed 5.75"/Br | EA | 535.5 | 53514432591 | 0 | LB
155289 | Impeller-Mach "7013"/Trimmed 5.75"/DI | EA | 213 | 53514432607 | 0 | LB
155324 | Stator,230V/1Ph/Reynosa "130/260 Series" | EA | 256 | 53514465988 | 0 | LB
155337 | Cover,Cordage & Flt/220V/1Ph/50Hz/14- | EA | 528 | 53514433086 | 6 | LB
155338 | Cover,Cordage & Flt/220V/1Ph/50Hz/CE/ | EA | 466 | 53514433093 | 6 | LB
155339 | Cover,Cord & Flt/220V/1Ph/50Hz/CE/H07RN- | EA | 524 | 53514433109 | 6 | LB
155340 | Cover,Cord & Flt/220V/1Ph/50Hz/CE/H07RN- | EA | 555.5 | 53514433147 | 6 | LB
155341 | Cover,Cord & Flt/220V/1Ph/50Hz/H07RN- | EA | 482.5 | 53514433154 | 6 | LB
155342 | Cover & Cordage/220V/1Ph/50Hz/14-3 | EA | 348 | 53514433178 | 6 | LB
155344 | Cover & Cord/220V/1Ph/50Hz/H07RN-F3G | EA | 499 | 53514433192 | 6 | LB
155347 | Housing,Mtr-&Str 220V/1Ph/50Hz/818-820/7 | EA | 818.5 | 53514433420 | 6 | LB
155348 | Cover,Cordage/380V/3Ph/50Hz/H07RN-F4G | EA | 354.5 | 53514433253 | 8 | LB
155349 | Cover,Cordage/380V/3Ph/50Hz/H07RN-F4G | EA | 510 |  |  | LB
155354 | Cordage Term & Seal 1Ph/CE/H07RN-F3G1,5/ | EA | 274 | 53514433611 | 0 | LB
155359 | Cord Term & Seal 1Ph/CE/H07RN-F3G1,5/ | EA | 3212 | 53514433642 | 0 | LB
155361 | Cover-Mach & Hdl Asm/(2) 16-18Ga/CE/Auto | EA | 157 | 53514433468 | 0 | LB
155362 | Cover-Mach & Hdl Asm/16-18Ga/CE/NA | EA | 157 | 53514433475 | 0 | LB
155368 | Controller,DC Asm/508 Aquanot Fit/Servic | EA | 716.5 | 53514442552 | 0 | LB
155370 | Cordage Term & Seal 1Ph/CE/H07RN-F3G1,5/ | EA | 273 | 53514433482 | 0 | LB
155371 | Cord Term & Seal 1Ph/CE/H07RN-F3G1,5/ | EA | 3211 | 53514433499 | 0 | LB
155372 | Cord Term & Seal 1Ph/CE/H07RN-F3G1,5/ | EA | 4289.5 | 53514433505 | 0 | LB
155373 | Cord Term & Seal 1Ph/CE/H07RN-F3G1,5/ | EA | 1769 | 53514433512 | 0 | LB
155374 | Cordage Term & Seal 3Ph/CE/H07RN-F4G1,5/ | EA | 131 | 53514433529 | 0 | LB
155411 | Cord Term & Seal 1Ph/CE/H07RN-F3G1,5/ | EA | 4290.5 | 53514433659 | 0 | LB
155412 | Cord Term & Seal 1Ph/CE/H07RN-F3G1,5/ | EA | 1770 | 53514433666 | 0 | LB
155429 | Cordage Term&Seal/20'/12-4 SOOW/NA/Power | EA | 222 |  |  | LB
155430 | Cordage Term&Seal/20'/14-4 SOOW/NA/Power | EA | 202.5 | 53514437374 | 0 | LB
155461 | PPL, Cord Asm-Non Auto 115V "130/260" | EA | 43.5 | 53514459420 | 0 | LB
155485 | Plug,Test-Brass 1/8-27 NPT/(Loctite DriS | EA | 4 | 53514435752 | 0 | LB
155486 | Cover & Handle "2057/2098" | EA | 34 | 53514435776 | 0 | LB
155508 | Fitting,Elbow-Water Powered Pump/1.25"/4 | EA | 12.5 | 53514463281 | 0 | LB
155550 | Switch "72/76/211" EMB | EA | 24.5 |  |  | LB
155599 | Cordage Term&Seal/230V/1Ph/12Ga/1Ph/Na/ | EA | 466 | 53514437435 | 0 | LB
155648 | Cord Term&Seal 115V/25'/16-3 SJOW/Auto | EA | 84 | 53514439514 | 0 | LB
155652 | Pump,DC-12V "508"/9'Cd/W-Connector/Servi | EA | 351.5 | 53514442569 | 0 | LB
155656 | Receptacle, Quick Change/Female 3-Pi | EA | 193.5 | 53514463359 | 0 | LB
155691 | Cover-Mach/OEM/Non-Auto "1130/1260" | EA | 43 | 53514447281 | 4.5 | LB
155705 | Cover & Handle Asm-Nonauto/25'Cd/115V/" | EA | 264 | 53514440398 | 6 | LB
155715 | Fitting,PVC-1"/90D Street Elbow/FPTxMPT/ | EA | 8.5 |  |  | LB
155716 | Fitting,PVC-1.5"/Adapter/MPTxSlip/Black | EA | 9 | 53514463298 | 0 | LB
155721 | Bracket,Float Valve/Metal "Md 540" | EA | 7 | 53514463311 | 0 | LB
155723 | Seal,Shaft-Asm .75"/Type 6A/Sc-C/Buna-N | EA | 246 | 53514452704 | 0 | LB
155781 | Case & Gasket/Automatic "130/260 Series" | EA | 44 | 53514454906 | 2 | LB
155782 | Capacitor & Screw/20uF/250V "130/260 Ser | EA | 28.5 | 53514451691 | 0 | LB
155783 | Wire Pkg/2 wires "130/260 Series" Scr in | EA | 8 | 53514454913 | 0.5 | LB
155784 | Seal,Cord-Asm "130/260 Series" Scr In St | EA | 7 | 53514454920 | 0.5 | LB
155785 | Cord Term&Seal 115V/15'/18-3 SJOW/NA "13 | EA | 43.5 | 53514459451 | 0 | LB
155786 | Housing,Mtr-& Term Asm "130/260 Series" | EA | 77.5 | 53514454937 | 5 | LB
155787 | Stator W-Screws 115V/1Ph "130/260 Series | EA | 140 | 53514454944 | 5 | LB
155788 | Rotor Asm 115/230V "130/260 Series" Scr | EA | 49.5 | 53514454951 | 5 | LB
155789 | Rebuild Kit "130/260 Series" Scr in str | EA | 136.5 | 53514444709 | 5 | LB
155791 | Rebuild Kit "6267" (See notes) | EA | 108 | 53514444716 | 0 | LB
155799 | Fitting,PVC/Reducer bushing/1"MPTx.75 FP | EA | 6 | 53514463304 | 0 | LB
155810 | 508 Propak Discharge/(Valve Loose) (Serv | EA | 59.5 | 53514444860 | 3 | LB
155862 | Case&Switch-Asm "1052" | EA | 108 |  |  | LB
155873 | Cover & Cords/64HD/25'/2 Ga Cd/18 Ga Se | EA | 6652.5 | 53514448585 | 25 | LB
155894 | Hardware Pak, "508" Aquanot Fit DC Syste | EA | 97 | 53514449520 | 0 | LB
155916 | Hardware Pak, "508" ProPak Systems "Aqua | EA | 15 | 53514449940 | 0 | LB
155917 | Disc,Cutter-S.S./140 Grinder/Round Holes | EA | 682.5 | 53514475130 | 4.3 | LB
155921 | Hardware Pak, "508" Aquanot Spin DC Syst | EA | 50.5 | 53514451493 | 0 | LB
155942 | Cover, S-15.75" Dia/SS/.25"Thk/1 Cd Hole | EA | 471 | 53514468378 | 25 | LB
155961 | Stator W-Screws 230V/1Ph "130/260 Series | EA | 257.5 | 53514455484 | 0 | LB
155964 | Diaphragm,Blower Alita/AL-250E/DRK 250/K | EA | 515.5 | 53514450885 | 0 | LB
155978 | Controller,DC Asm/508 Aquanot Spin/Servi | EA | 469 | 53514451516 | 0 | LB
155993 | Cover & Cord asm/White/8'Lg/"Y" Splice | EA | 269 | 53514454876 | 1 | LB
156059 | Kit,Diaphragm Valve/Model 540 | EA | 87 | 53514452872 | 0 | LB
156077 | Kit,Float/Model 540 | EA | 170 | 53514452889 | 0 | LB
156078 | Kit,Lag Bolts & Washers/Model 540 | EA | 35.5 | 53514452896 | 0 | LB
156131 | Hardware Pak "540" | EA | 11.5 | 53514454463 | 0.02 | LB
156148 | Carbon,Replacement carbon for 3" and 4" | EA | 52 | 53514455040 | 0 | LB
156149 | Cover & Cordage 3Ph/14Ga/50'/Gland | EA | 756.5 | 53514454630 | 21 | LB
156158 | Cover & Cordage 3Ph/14Ga/Lifting Bracket | EA | 496 | 53514455071 | 15.8 | LB
156159 | Cord Term&Seal 3Ph/25'/14Ga/Na/Gland | EA | 316.5 | 53514455064 | 3.6 | LB
156173 | Base-Plastic, "98" | EA | 10 | 53514473518 | 0.464 | LB
156176 | Bracket, Upper Guide-Mach/3/8-16 Threade | EA | 67 | 53514457969 | 3.25 | LB
156193 | Nipple,Pipe 1.25" NPT X 1.625-12Un X 10. | EA | 133 |  |  | LB
156212 | Kit,Gasket & Screw/Rectangular EQD/PCG | EA | 78.5 | 53514457525 | 2 | LB
156275 | Cord Term&Seal 200-208V/15'/16-3 SJOW/Na | EA | 45 | 53514460686 | 5 | LB
156324 | Cord Term&Seal 200-208V/25'/16-3 SJOW-A/ | EA | 89 | 53514462291 | 5 | LB
156343 | Tubing,Polyurethane-Cut 15 FT | EA | 13 | 53514474843 | 0 | LB
156347 | Rebuild Kit "130/260" W/O Oil (See Notes | EA | 93 | 53514463472 | 4 | LB
156350 | Gasket,Seal Cap/4" Buna/(For 6030-0203) | EA | 57.5 | 53514463533 | 0.1 | LB
156358 | Fitting,Elbow Adapter-Water Powered Pump | EA | 6 | 53514471507 | 0.2 | LB
156362 | Rebuild Kit 115V/"372" | EA | 171 | 53514464752 | 0 | LB
156363 | Rebuild Kit 230V/"372" | EA | 228 | 53514464769 | 0 | LB
156364 | Rebuild Kit 115V/"373" | EA | 167.5 | 53514464776 | 0 | LB
156365 | Rebuild Kit 230V/"373" | EA | 225 | 53514464783 | 0 | LB
156369 | Transformer,200/230/460V/To 120V/250Va/ | EA | 686.5 | 53514464172 | 0.05 | LB
156370 | Fuse,2Amp Class CC For P/N 156369 Transf | EA | 93 | 53514464189 | 0.02 | LB
156371 | Board,Plc-Circuit/Rhombus Control Panel | EA | 1304.5 | 53514464196 | 0.5 | LB
156385 | Rebuild Kit 220V/"152" | EA | 126.5 | 53514464738 | 0 | LB
156387 | Rebuild Kit 220V/"373" | EA | 138 | 53514464790 | 0 | LB
156389 | Rebuild Kit 220V/"372" | EA | 309 | 53514464806 | 0 | LB
156416 | Cover & Cord 50'Cd/200/230V/1Ph/"7012/70 | EA | 836.5 | 53514473594 | 15.7 | LB
156428 | Relay,Intrinsically Safe/102-132VAC/10-1 | EA | 1347.5 | 53514472856 | 0 | LB
156442 | Cord Term&Seal 230V/25'/16-3 SJOW/Auto&N | EA | 94.5 | 53514473501 | 2 | LB
156451 | Cord Term&Seal 100'/RWD PC Grinder | EA | 984 | 53514473945 | 12 | LB
156475 | Rebuild Kit,Wet End/PC Grinder "7020"/( | EA | 843 | 53514474416 | 0 | LB
156476 | Rebuild Kit,Wet End/PC Grinder "7021"/( | EA | 845.5 | 53514474423 | 0 | LB
156477 | Kit,Capacitor Replacement/PC Grinder "E7 | EA | 54 | 53514474430 | 0 | LB
156478 | Kit,Capacitor Replacement/PC Grinder "RE | EA | 102.5 | 53514474447 | 0 | LB
156479 | Kit,Capacitor Replacement/PC Grinder "RW | EA | 391 | 53514474454 | 0 | LB
156480 | Kit,Capacitor Replacement/PC Grinder "E, | EA | 68.5 | 53514474478 | 0 | LB
156481 | Kit,Capacitor Replacement/PC Grinder "RE | EA | 119.5 | 53514474485 | 0 | LB
156482 | Kit,Capacitor Replacement/PC Grinder "RW | EA | 412 | 53514474492 | 0 | LB
156502 | Cordage Term&Seal/14Ga/1Ph/Na/100'/Gland | EA | 471 | 53514474713 | 0 | LB
156508 | Chamber,Block and Filter/Duo80 Blower | EA | 330 | 53514483753 | 0 | LB
156520 | Cord Term&Seal 115V/35'/16-3 SJOW/Auto | EA | 131 |  |  | LB
156735 | Cord Term & Seal 35'/115V/Non-Auto/ "130 | EA | 125 | 53514465070 | 0 | LB
156775 | Rebuild Kit "140/145/270" Scr in Str Des | EA | 99.5 | 53514470906 | 6 | LB
156776 | Rebuild Kit "4140/4145/4270" Scr in Str | EA | 139 | 53514470890 | 6 | LB
156778 | Seal,Cord-Asm "140/270 Series" Scr in St | EA | 10 | 53514474553 | 0 | LB
156797 | Tool,Pin Removal & Installation/PCG | EA | 1405 | 53514466978 | 0.5 | LB
156807 | Capacitor,Asm-30Uf 250V/Scr in Str/"140/ | EA | 29 | 53514471576 | 0 | LB
156810 | Hardware Pak,Basement Sentry DC Systems | EA | 105 | 53514467081 | 0 | LB
156893 | Seal,Cord W/Sensors-Polyflex Pvc 140 Fra | EA | 14 | 53514467074 | 0.1 | LB
156925 | Cord Term & Seal 115V/6'/16-3 SJOW Or SJ | EA | 31 | 53514467746 | 1 | LB
156955 | Rotor Asm 115/200-208/230V/Scr In Str/ZM | EA | 48 | 53514474577 | 0 | LB
156996 | Base-Mach/Non Core Inlet/ "140" | EA | 45 | 53514489700 | 0 | LB
157086 | Cover,Crawl Space/Injection Molded | EA | 20.5 | 53514482794 | 0.916 | LB
157087 | Basin,Crawl Space/Injection Molded | EA | 46 | 53514482787 | 3.2 | LB
157091 | Bulb,Light For Seal Fail Beacon/Rhombus | EA | 20 | 53514469818 | 0.02 | LB
157138 | Cord Term&Seal 230V/75'/16-3 SOW/15A Plu | EA | 307.5 | 53514470418 | 6 | LB
157168 | Switch,Slide Assembly For Diaphram/HiBlo | EA | 149 | 53514471989 | 0.01 | LB
157175 | Cover & Cords/64HD/50'/2 Ga Cd/18 Ga Se | EA | 11602.5 | 53514472016 | 25 | LB
157478 | Cord Term&Seal 200V/1Ph/35'/12Ga/Na/Glan | EA | 229.5 |  |  | LB
157479 | Cover & Cord 200V/1Ph/12Ga/35'/Gland/(40 | EA | 425 |  |  | LB
157480 | Cover & Cordage 3Ph/50’/16-4/Brass Gland | EA | 451 |  |  | LB
157777 | Cord Term&Seal 230V/15'/16-3 SJOW/Auto&N | EA | 50.5 |  |  | LB
177001 | Shim Set For 147-4 & 149-4 | EA | 40.5 | 53514016166 | 0.1 | LB
217012 | Housing,Pump-Mach | EA | 173 | 53514016517 | 18.5 | LB
217016 | Flange-Mach 2"NPT | EA | 38.5 | 53514016531 | 4.3 | LB
217018 | Gasket,FLG | EA | 5.5 | 53514016548 | 0.01 | LB
217043 | Cord Term&Seal 230V/10'/16-3 SOW-A | EA | 55 | 53514016630 | 1.1 | LB
217044 | Cord&Term 115V/20'/14-3 SOW-A/"217/227/2 | EA | 135 | 53514016647 | 3.7 | LB
217045 | Cord&Term 230V/20'/14-3 SOW-A/"217" | EA | 122.5 | 53514016654 | 3.7 | LB
217049 | Cord Term&Seal 115V/10'/16-3 SJOW-A | EA | 38.5 | 53514016678 | 1.1 | LB
217060 | Bearing,Thrust-Asm/2" Thk Races | EA | 13.5 | 53514016692 | 1 | LB
217065 | Arm & Seal Asm | EA | 42 | 53514016715 | 0.2 | LB
217069 | Handle, "160/180/280/290" | EA | 2.5 | 53514016739 | 0.115 | LB
217075 | Rod Asm,Flt | EA | 32.5 | 53514016777 | 0.1 | LB
217080 | Float | EA | 7 | 53514016814 | 0.5 | LB
217088 | Relay Asm 115V | EA | 76.5 | 53514016869 | 0.2 | LB
217094 | Dielectric Paper | EA | 4 | 53514016913 | 0.01 | LB
217102 | Stator 115V/1Ph/.5Hp G5 | EA | 268.5 | 53514016920 | 40 | LB
217103 | Rotor 115/230V/1Ph/.5Hp G5 | EA | 67 | 53514016937 | 40 | LB
217125 | Cordage Term&Seal/10'/16-4 SOW-A/3Ph/Pow | EA | 68.5 | 53514017019 | 1.3 | LB
217153 | Stator 230/460V/3Ph/.5Hp G5 | EA | 511 | 53514017033 | 0 | LB
217154 | Rotor 230/460V/3Ph/.5Hp G5 | EA | 128 | 53514017040 | 0 | LB
217156 | Stator 200V/3Ph/.5Hp G5 | EA | 511 | 53514017057 | 0 | LB
217210 | Bolt,Thru G1 "277/297" | EA | 1 | 53514017064 | 0 | LB
217211 | Bolt,Thru G5 "277/297" | EA | 1 | 53514017071 | 0 | LB
227011 | Impeller "227,287" | EA | 34.5 | 53514017095 | 3 | LB
227052 | Cord Term&Seal 115V/10'/16-3 SOW-A | EA | 48 | 53514017118 | 1.8 | LB
227102 | Stator 115V/1Ph/3/4Hp G5 | EA | 312.5 | 53514017163 | 0 | LB
227103 | Rotor 115/230V/1Ph/3/4Hp G5 | EA | 78 | 53514017170 | 40 | LB
227105 | Stator 230V/1Ph/3/4Hp G5 | EA | 327 | 53514017187 | 40 | LB
227115 | Stator 200V/1Ph/3/4Hp G1 | EA | 331 | 53514017194 | 0 | LB
237102 | Stator 230V/1Ph/1Hp G5 | EA | 395 | 53514017231 | 40 | LB
237103 | Rotor 230V/1Ph/1Hp G5 | EA | 93.5 | 53514017248 | 40 | LB
237115 | Stator 200V/1Ph/1Hp G5 | EA | 373.5 | 53514017255 | 0 | LB
237117 | Rotor-Mach 200V/1Ph/1Hp G5 | EA | 113.5 | 53514017262 | 20 | LB
237118 | Stator&Rtr 230/460V/3Ph/1Hp G5 | EA | 877 | 53514017279 | 40 | LB
237120 | Rotor 230/460V/3Ph/1Hp G5 | EA | 174.5 | 53514017286 | 0 | LB
237121 | Stator 230/460V/3Ph/1Hp G5 | EA | 697.5 | 53514017293 | 0 | LB
237126 | Stator 200V/3Ph/1Hp G5 | EA | 697.5 | 53514017309 | 0 | LB
267005 | Rotor Asm 115/230V/1Ph GE | EA | 52 | 53514017910 | 2.8 | LB
267006 | Seal,Mtr Hsg | EA | 4 | 53514017927 | 0.01 | LB
267007 | Gasket,Case/Cover "130/260" | EA | 2.5 | 53514017934 | 0.01 | LB
267008 | Guard, "130/260" | EA | 7.5 | 53514017941 | 0.405 | LB
267014 | Wire Pkg (2)Wires | EA | 5 | 53514017958 | 0.01 | LB
267027 | Seal Asm,Shaft-Blister Pak | EA | 17.5 | 53514018009 | 0.02 | LB
267032 | Handle, "130/260" | EA | 3.5 | 53514018016 | 0.15 | LB
267033 | Cord Term&Seal 115V/10'/16-3 SJOW-A | EA | 38.5 | 53514018023 | 1.1 | LB
267034 | Cord Term&Seal 230V/10'/16-3 SOW-A/Auto/ | EA | 55 | 53514018030 | 1.1 | LB
267051 | Cover & Handle Asm/Nonauto | EA | 54.5 | 53514018047 | 5 | LB
267052 | Cover & Gasket/Na | EA | 40 | 53514018054 | 4.4 | LB
267053 | Retainer,Hdl-Na "130/140/260/270" | EA | 5 | 53514018061 | 0.05 | LB
267056 | Oil,Dielectric (25 Oz) | EA | 36.5 | 53514018078 | 1.53 | LB
267058 | Wire Pkg(3)Wires | EA | 9.5 | 53514018085 | 0.01 | LB
267060 | Carton Asm "260" | EA | 13 | 53514018108 | 2 | LB
267061 | Carton,"260" | EA | 8.5 | 53514136659 | 1.743 | LB
317017 | Flange-Mach 3"NPT | EA | 60.5 | 53514022112 | 3 | LB
Effective: June 15th, 2022
Supersedes: April 5th, 2022